## 0112
APPENDIX - 1 (a)
Format for the Day-ahead Wheeling Schedule for each 15-minute time block of the day : 01.12.2021
To
TSTRANSCO Load Dispatch Centre
VIDYUT SOUDHA
HYDERABAD - 500 082
Fax No:040-23393616 / 66665136
Date 30.11.2021 | [12 empty] | Declared capacity for the day 01.12.2021
Name of the Generator : M/s Penna Cement Industries Ltd- Captive Power Plant | [12 empty] | Time block | Available Capacity
Address of the Generating Station:
M/s Penna Cement Industries Ltd- Captive Power Plant, | [12 empty] | 15 minutes | 8200 KW
Ganesh Pahad,
Damarcherla(Mandal),
Nalgonda(Dist).
Entry point voltage: |  | 132 KV
DISCOM : TSTRANSCO, HYDERABAD |  |  |  | NAME OF THE CONSUMER : Penna Cement Industries Ltd., (CONSUMER NO: VKB 1217(RRS 1217))
Tandur(V &M) , Vikarabad (Dist).
Load schedule as given below
Time Block | Time Hours |  | Allocated Capacity at Entry point (KW) | Net Capacity at Exit point (KW) | Time Block | Time Hours |  | Allocated Capacity at Entry point (KW) | Net Capacity at Exit point (KW) | Time Block | Time Hours |  | Allocated Capacity at Entry point (KW) | Net Capacity at Exit point (KW)
| From | To |  |  |  | From | To |  |  |  | From | To
1 | 0 | 0.15 | 8200 | 8008.94 | 33 | 8 | 8.15 | 8200 | 8008.94 | 65 | 16 | 16.15 | 8200 | 8008.94
2 | 0.15 | 0.3 | 8200 | 8008.94 | 34 | 8.15 | 8.3 | 8200 | 8008.94 | 66 | 16.15 | 16.3 | 8200 | 8008.94
3 | 0.3 | 0.45 | 8200 | 8008.94 | 35 | 8.3 | 8.45 | 8200 | 8008.94 | 67 | 16.3 | 16.45 | 8200 | 8008.94
4 | 0.45 | 1 | 8200 | 8008.94 | 36 | 8.45 | 9 | 8200 | 8008.94 | 68 | 16.45 | 17 | 8200 | 8008.94
5 | 1 | 1.15 | 8200 | 8008.94 | 37 | 9 | 9.15 | 8200 | 8008.94 | 69 | 17 | 17.15 | 8200 | 8008.94
6 | 1.15 | 1.3 | 8200 | 8008.94 | 38 | 9.15 | 9.3 | 8200 | 8008.94 | 70 | 17.15 | 17.3 | 8200 | 8008.94
7 | 1.3 | 1.45 | 8200 | 8008.94 | 39 | 9.3 | 9.45 | 8200 | 8008.94 | 71 | 17.3 | 17.45 | 8200 | 8008.94
8 | 1.45 | 2 | 8200 | 8008.94 | 40 | 9.45 | 10 | 8200 | 8008.94 | 72 | 17.45 | 18 | 8200 | 8008.94
9 | 2 | 2.15 | 8200 | 8008.94 | 41 | 10 | 10.15 | 8200 | 8008.94 | 73 | 18 | 18.15 | 8200 | 8008.94
10 | 2.15 | 2.3 | 8200 | 8008.94 | 42 | 10.15 | 10.3 | 8200 | 8008.94 | 74 | 18.15 | 18.3 | 8200 | 8008.94
11 | 2.3 | 2.45 | 8200 | 8008.94 | 43 | 10.3 | 10.45 | 8200 | 8008.94 | 75 | 18.3 | 18.45 | 8200 | 8008.94
12 | 2.45 | 3 | 8200 | 8008.94 | 44 | 10.45 | 11 | 8200 | 8008.94 | 76 | 18.45 | 19 | 8200 | 8008.94
13 | 3 | 3.15 | 8200 | 8008.94 | 45 | 11 | 11.15 | 8200 | 8008.94 | 77 | 19 | 19.15 | 8200 | 8008.94
14 | 3.15 | 3.3 | 8200 | 8008.94 | 46 | 11.15 | 11.3 | 8200 | 8008.94 | 78 | 19.15 | 19.3 | 8200 | 8008.94
15 | 3.3 | 3.45 | 8200 | 8008.94 | 47 | 11.3 | 11.45 | 8200 | 8008.94 | 79 | 19.3 | 19.45 | 8200 | 8008.94
16 | 3.45 | 4 | 8200 | 8008.94 | 48 | 11.45 | 12 | 8200 | 8008.94 | 80 | 19.45 | 20 | 8200 | 8008.94
17 | 4 | 4.15 | 8200 | 8008.94 | 49 | 12 | 12.15 | 8200 | 8008.94 | 81 | 20 | 20.15 | 8200 | 8008.94
18 | 4.15 | 4.3 | 8200 | 8008.94 | 50 | 12.15 | 12.3 | 8200 | 8008.94 | 82 | 20.15 | 20.3 | 8200 | 8008.94
19 | 4.3 | 4.45 | 8200 | 8008.94 | 51 | 12.3 | 12.45 | 8200 | 8008.94 | 83 | 20.3 | 20.45 | 8200 | 8008.94
20 | 4.45 | 5 | 8200 | 8008.94 | 52 | 12.45 | 13 | 8200 | 8008.94 | 84 | 20.45 | 21 | 8200 | 8008.94
21 | 5 | 5.15 | 8200 | 8008.94 | 53 | 13 | 13.15 | 8200 | 8008.94 | 85 | 21 | 21.15 | 8200 | 8008.94
22 | 5.15 | 5.3 | 8200 | 8008.94 | 54 | 13.15 | 13.3 | 8200 | 8008.94 | 86 | 21.15 | 21.3 | 8200 | 8008.94
23 | 5.3 | 5.45 | 8200 | 8008.94 | 55 | 13.3 | 13.45 | 8200 | 8008.94 | 87 | 21.3 | 21.45 | 8200 | 8008.94
24 | 5.45 | 6 | 8200 | 8008.94 | 56 | 13.45 | 14 | 8200 | 8008.94 | 88 | 21.45 | 22 | 8200 | 8008.94
25 | 6 | 6.15 | 8200 | 8008.94 | 57 | 14 | 14.15 | 8200 | 8008.94 | 89 | 22 | 22.15 | 8200 | 8008.94
26 | 6.15 | 6.3 | 8200 | 8008.94 | 58 | 14.15 | 14.3 | 8200 | 8008.94 | 90 | 22.15 | 22.3 | 8200 | 8008.94
27 | 6.3 | 6.45 | 8200 | 8008.94 | 59 | 14.3 | 14.45 | 8200 | 8008.94 | 91 | 22.3 | 22.45 | 8200 | 8008.94
28 | 6.45 | 7 | 8200 | 8008.94 | 60 | 14.45 | 15 | 8200 | 8008.94 | 92 | 22.45 | 23 | 8200 | 8008.94
29 | 7 | 7.15 | 8200 | 8008.94 | 61 | 15 | 15.15 | 8200 | 8008.94 | 93 | 23 | 23.15 | 8200 | 8008.94
30 | 7.15 | 7.3 | 8200 | 8008.94 | 62 | 15.15 | 15.3 | 8200 | 8008.94 | 94 | 23.15 | 23.3 | 8200 | 8008.94
31 | 7.3 | 7.45 | 8200 | 8008.94 | 63 | 15.3 | 15.45 | 8200 | 8008.94 | 95 | 23.3 | 23.45 | 8200 | 8008.94
32 | 7.45 | 8 | 8200 | 8008.94 | 64 | 15.45 | 16 | 8200 | 8008.94 | 96 | 23.45 | 24 | 8200 | 8008.94
|  |  | 262400 | 256286.08 |  |  |  | 262400 | 256286.08 |  |  |  | 262400 | 256286.08
01.12.2021 | 0.1968 | 0.1922
Any other information to be provided:As per the customer requirement
The Above Schedule provided with the approval of SLDC and Short term Open access agreement for the month of DEC'21, Approval No TSSLDC/07/TPOA/2021-22 Dt: 27-08-2021
/ Scheduled Consumer/ OA Consumer

## 0212
APPENDIX - 1 (a)
Format for the Day-ahead Wheeling Schedule for each 15-minute time block of the day : 02.12.2021
To
TSTRANSCO Load Dispatch Centre
VIDYUT SOUDHA
HYDERABAD - 500 082
Fax No:040-23393616 / 66665136
Date 01.12.2021 | [12 empty] | Declared capacity for the day 02.12.2021
Name of the Generator : M/s Penna Cement Industries Ltd- Captive Power Plant | [12 empty] | Time block | Available Capacity
Address of the Generating Station:
M/s Penna Cement Industries Ltd- Captive Power Plant, | [12 empty] | 15 minutes | 8200 KW
Ganesh Pahad,
Damarcherla(Mandal),
Nalgonda(Dist).
Entry point voltage: |  | 132 KV
DISCOM : TSTRANSCO, HYDERABAD |  |  |  | NAME OF THE CONSUMER : Penna Cement Industries Ltd., (CONSUMER NO: VKB 1217(RRS 1217))
Tandur(V &M) , Vikarabad (Dist).
Load schedule as given below
Time Block | Time Hours |  | Allocated Capacity at Entry point (KW) | Net Capacity at Exit point (KW) | Time Block | Time Hours |  | Allocated Capacity at Entry point (KW) | Net Capacity at Exit point (KW) | Time Block | Time Hours |  | Allocated Capacity at Entry point (KW) | Net Capacity at Exit point (KW)
| From | To |  |  |  | From | To |  |  |  | From | To
1 | 0 | 0.15 | 8200 | 8008.94 | 33 | 8 | 8.15 | 8200 | 8008.94 | 65 | 16 | 16.15 | 8200 | 8008.94
2 | 0.15 | 0.3 | 8200 | 8008.94 | 34 | 8.15 | 8.3 | 8200 | 8008.94 | 66 | 16.15 | 16.3 | 8200 | 8008.94
3 | 0.3 | 0.45 | 8200 | 8008.94 | 35 | 8.3 | 8.45 | 8200 | 8008.94 | 67 | 16.3 | 16.45 | 8200 | 8008.94
4 | 0.45 | 1 | 8200 | 8008.94 | 36 | 8.45 | 9 | 8200 | 8008.94 | 68 | 16.45 | 17 | 8200 | 8008.94
5 | 1 | 1.15 | 8200 | 8008.94 | 37 | 9 | 9.15 | 8200 | 8008.94 | 69 | 17 | 17.15 | 8200 | 8008.94
6 | 1.15 | 1.3 | 8200 | 8008.94 | 38 | 9.15 | 9.3 | 8200 | 8008.94 | 70 | 17.15 | 17.3 | 8200 | 8008.94
7 | 1.3 | 1.45 | 8200 | 8008.94 | 39 | 9.3 | 9.45 | 8200 | 8008.94 | 71 | 17.3 | 17.45 | 8200 | 8008.94
8 | 1.45 | 2 | 8200 | 8008.94 | 40 | 9.45 | 10 | 8200 | 8008.94 | 72 | 17.45 | 18 | 8200 | 8008.94
9 | 2 | 2.15 | 8200 | 8008.94 | 41 | 10 | 10.15 | 8200 | 8008.94 | 73 | 18 | 18.15 | 8200 | 8008.94
10 | 2.15 | 2.3 | 8200 | 8008.94 | 42 | 10.15 | 10.3 | 8200 | 8008.94 | 74 | 18.15 | 18.3 | 8200 | 8008.94
11 | 2.3 | 2.45 | 8200 | 8008.94 | 43 | 10.3 | 10.45 | 8200 | 8008.94 | 75 | 18.3 | 18.45 | 8200 | 8008.94
12 | 2.45 | 3 | 8200 | 8008.94 | 44 | 10.45 | 11 | 8200 | 8008.94 | 76 | 18.45 | 19 | 8200 | 8008.94
13 | 3 | 3.15 | 8200 | 8008.94 | 45 | 11 | 11.15 | 8200 | 8008.94 | 77 | 19 | 19.15 | 8200 | 8008.94
14 | 3.15 | 3.3 | 8200 | 8008.94 | 46 | 11.15 | 11.3 | 8200 | 8008.94 | 78 | 19.15 | 19.3 | 8200 | 8008.94
15 | 3.3 | 3.45 | 8200 | 8008.94 | 47 | 11.3 | 11.45 | 8200 | 8008.94 | 79 | 19.3 | 19.45 | 8200 | 8008.94
16 | 3.45 | 4 | 8200 | 8008.94 | 48 | 11.45 | 12 | 8200 | 8008.94 | 80 | 19.45 | 20 | 8200 | 8008.94
17 | 4 | 4.15 | 8200 | 8008.94 | 49 | 12 | 12.15 | 8200 | 8008.94 | 81 | 20 | 20.15 | 8200 | 8008.94
18 | 4.15 | 4.3 | 8200 | 8008.94 | 50 | 12.15 | 12.3 | 8200 | 8008.94 | 82 | 20.15 | 20.3 | 8200 | 8008.94
19 | 4.3 | 4.45 | 8200 | 8008.94 | 51 | 12.3 | 12.45 | 8200 | 8008.94 | 83 | 20.3 | 20.45 | 8200 | 8008.94
20 | 4.45 | 5 | 8200 | 8008.94 | 52 | 12.45 | 13 | 8200 | 8008.94 | 84 | 20.45 | 21 | 8200 | 8008.94
21 | 5 | 5.15 | 8200 | 8008.94 | 53 | 13 | 13.15 | 8200 | 8008.94 | 85 | 21 | 21.15 | 8200 | 8008.94
22 | 5.15 | 5.3 | 8200 | 8008.94 | 54 | 13.15 | 13.3 | 8200 | 8008.94 | 86 | 21.15 | 21.3 | 8200 | 8008.94
23 | 5.3 | 5.45 | 8200 | 8008.94 | 55 | 13.3 | 13.45 | 8200 | 8008.94 | 87 | 21.3 | 21.45 | 8200 | 8008.94
24 | 5.45 | 6 | 8200 | 8008.94 | 56 | 13.45 | 14 | 8200 | 8008.94 | 88 | 21.45 | 22 | 8200 | 8008.94
25 | 6 | 6.15 | 8200 | 8008.94 | 57 | 14 | 14.15 | 8200 | 8008.94 | 89 | 22 | 22.15 | 8200 | 8008.94
26 | 6.15 | 6.3 | 8200 | 8008.94 | 58 | 14.15 | 14.3 | 8200 | 8008.94 | 90 | 22.15 | 22.3 | 8200 | 8008.94
27 | 6.3 | 6.45 | 8200 | 8008.94 | 59 | 14.3 | 14.45 | 8200 | 8008.94 | 91 | 22.3 | 22.45 | 8200 | 8008.94
28 | 6.45 | 7 | 8200 | 8008.94 | 60 | 14.45 | 15 | 8200 | 8008.94 | 92 | 22.45 | 23 | 8200 | 8008.94
29 | 7 | 7.15 | 8200 | 8008.94 | 61 | 15 | 15.15 | 8200 | 8008.94 | 93 | 23 | 23.15 | 8200 | 8008.94
30 | 7.15 | 7.3 | 8200 | 8008.94 | 62 | 15.15 | 15.3 | 8200 | 8008.94 | 94 | 23.15 | 23.3 | 8200 | 8008.94
31 | 7.3 | 7.45 | 8200 | 8008.94 | 63 | 15.3 | 15.45 | 8200 | 8008.94 | 95 | 23.3 | 23.45 | 8200 | 8008.94
32 | 7.45 | 8 | 8200 | 8008.94 | 64 | 15.45 | 16 | 8200 | 8008.94 | 96 | 23.45 | 24 | 8200 | 8008.94
|  |  | 262400 | 256286.08 |  |  |  | 262400 | 256286.08 |  |  |  | 262400 | 256286.08
02.12.2021 | 0.1968 | 0.1922
Any other information to be provided:As per the customer requirement
The Above Schedule provided with the approval of SLDC and Short term Open access agreement for the month of DEC'21, Approval No TSSLDC/07/TPOA/2021-22 Dt: 27-08-2021
/ Scheduled Consumer/ OA Consumer

## 0312
APPENDIX - 1 (a)
Format for the Day-ahead Wheeling Schedule for each 15-minute time block of the day : 03.12.2021
To
TSTRANSCO Load Dispatch Centre
VIDYUT SOUDHA
HYDERABAD - 500 082
Fax No:040-23393616 / 66665136
Date 02.12.2021 | [12 empty] | Declared capacity for the day 03.12.2021
Name of the Generator : M/s Penna Cement Industries Ltd- Captive Power Plant | [12 empty] | Time block | Available Capacity
Address of the Generating Station:
M/s Penna Cement Industries Ltd- Captive Power Plant, | [12 empty] | 15 minutes | 8200 KW
Ganesh Pahad,
Damarcherla(Mandal),
Nalgonda(Dist).
Entry point voltage: |  | 132 KV
DISCOM : TSTRANSCO, HYDERABAD |  |  |  | NAME OF THE CONSUMER : Penna Cement Industries Ltd., (CONSUMER NO: VKB 1217(RRS 1217))
Tandur(V &M) , Vikarabad (Dist).
Load schedule as given below
Time Block | Time Hours |  | Allocated Capacity at Entry point (KW) | Net Capacity at Exit point (KW) | Time Block | Time Hours |  | Allocated Capacity at Entry point (KW) | Net Capacity at Exit point (KW) | Time Block | Time Hours |  | Allocated Capacity at Entry point (KW) | Net Capacity at Exit point (KW)
| From | To |  |  |  | From | To |  |  |  | From | To
1 | 0 | 0.15 | 8200 | 8008.94 | 33 | 8 | 8.15 | 8200 | 8008.94 | 65 | 16 | 16.15 | 8200 | 8008.94
2 | 0.15 | 0.3 | 8200 | 8008.94 | 34 | 8.15 | 8.3 | 8200 | 8008.94 | 66 | 16.15 | 16.3 | 8200 | 8008.94
3 | 0.3 | 0.45 | 8200 | 8008.94 | 35 | 8.3 | 8.45 | 8200 | 8008.94 | 67 | 16.3 | 16.45 | 8200 | 8008.94
4 | 0.45 | 1 | 8200 | 8008.94 | 36 | 8.45 | 9 | 8200 | 8008.94 | 68 | 16.45 | 17 | 8200 | 8008.94
5 | 1 | 1.15 | 8200 | 8008.94 | 37 | 9 | 9.15 | 8200 | 8008.94 | 69 | 17 | 17.15 | 8200 | 8008.94
6 | 1.15 | 1.3 | 8200 | 8008.94 | 38 | 9.15 | 9.3 | 8200 | 8008.94 | 70 | 17.15 | 17.3 | 8200 | 8008.94
7 | 1.3 | 1.45 | 8200 | 8008.94 | 39 | 9.3 | 9.45 | 8200 | 8008.94 | 71 | 17.3 | 17.45 | 8200 | 8008.94
8 | 1.45 | 2 | 8200 | 8008.94 | 40 | 9.45 | 10 | 8200 | 8008.94 | 72 | 17.45 | 18 | 8200 | 8008.94
9 | 2 | 2.15 | 8200 | 8008.94 | 41 | 10 | 10.15 | 8200 | 8008.94 | 73 | 18 | 18.15 | 8200 | 8008.94
10 | 2.15 | 2.3 | 8200 | 8008.94 | 42 | 10.15 | 10.3 | 8200 | 8008.94 | 74 | 18.15 | 18.3 | 8200 | 8008.94
11 | 2.3 | 2.45 | 8200 | 8008.94 | 43 | 10.3 | 10.45 | 8200 | 8008.94 | 75 | 18.3 | 18.45 | 8200 | 8008.94
12 | 2.45 | 3 | 8200 | 8008.94 | 44 | 10.45 | 11 | 8200 | 8008.94 | 76 | 18.45 | 19 | 8200 | 8008.94
13 | 3 | 3.15 | 8200 | 8008.94 | 45 | 11 | 11.15 | 8200 | 8008.94 | 77 | 19 | 19.15 | 8200 | 8008.94
14 | 3.15 | 3.3 | 8200 | 8008.94 | 46 | 11.15 | 11.3 | 8200 | 8008.94 | 78 | 19.15 | 19.3 | 8200 | 8008.94
15 | 3.3 | 3.45 | 8200 | 8008.94 | 47 | 11.3 | 11.45 | 8200 | 8008.94 | 79 | 19.3 | 19.45 | 8200 | 8008.94
16 | 3.45 | 4 | 8200 | 8008.94 | 48 | 11.45 | 12 | 8200 | 8008.94 | 80 | 19.45 | 20 | 8200 | 8008.94
17 | 4 | 4.15 | 8200 | 8008.94 | 49 | 12 | 12.15 | 8200 | 8008.94 | 81 | 20 | 20.15 | 8200 | 8008.94
18 | 4.15 | 4.3 | 8200 | 8008.94 | 50 | 12.15 | 12.3 | 8200 | 8008.94 | 82 | 20.15 | 20.3 | 8200 | 8008.94
19 | 4.3 | 4.45 | 8200 | 8008.94 | 51 | 12.3 | 12.45 | 8200 | 8008.94 | 83 | 20.3 | 20.45 | 8200 | 8008.94
20 | 4.45 | 5 | 8200 | 8008.94 | 52 | 12.45 | 13 | 8200 | 8008.94 | 84 | 20.45 | 21 | 8200 | 8008.94
21 | 5 | 5.15 | 8200 | 8008.94 | 53 | 13 | 13.15 | 8200 | 8008.94 | 85 | 21 | 21.15 | 8200 | 8008.94
22 | 5.15 | 5.3 | 8200 | 8008.94 | 54 | 13.15 | 13.3 | 8200 | 8008.94 | 86 | 21.15 | 21.3 | 8200 | 8008.94
23 | 5.3 | 5.45 | 8200 | 8008.94 | 55 | 13.3 | 13.45 | 8200 | 8008.94 | 87 | 21.3 | 21.45 | 8200 | 8008.94
24 | 5.45 | 6 | 8200 | 8008.94 | 56 | 13.45 | 14 | 8200 | 8008.94 | 88 | 21.45 | 22 | 8200 | 8008.94
25 | 6 | 6.15 | 8200 | 8008.94 | 57 | 14 | 14.15 | 8200 | 8008.94 | 89 | 22 | 22.15 | 8200 | 8008.94
26 | 6.15 | 6.3 | 8200 | 8008.94 | 58 | 14.15 | 14.3 | 8200 | 8008.94 | 90 | 22.15 | 22.3 | 8200 | 8008.94
27 | 6.3 | 6.45 | 8200 | 8008.94 | 59 | 14.3 | 14.45 | 8200 | 8008.94 | 91 | 22.3 | 22.45 | 8200 | 8008.94
28 | 6.45 | 7 | 8200 | 8008.94 | 60 | 14.45 | 15 | 8200 | 8008.94 | 92 | 22.45 | 23 | 8200 | 8008.94
29 | 7 | 7.15 | 8200 | 8008.94 | 61 | 15 | 15.15 | 8200 | 8008.94 | 93 | 23 | 23.15 | 8200 | 8008.94
30 | 7.15 | 7.3 | 8200 | 8008.94 | 62 | 15.15 | 15.3 | 8200 | 8008.94 | 94 | 23.15 | 23.3 | 8200 | 8008.94
31 | 7.3 | 7.45 | 8200 | 8008.94 | 63 | 15.3 | 15.45 | 8200 | 8008.94 | 95 | 23.3 | 23.45 | 8200 | 8008.94
32 | 7.45 | 8 | 8200 | 8008.94 | 64 | 15.45 | 16 | 8200 | 8008.94 | 96 | 23.45 | 24 | 8200 | 8008.94
|  |  | 262400 | 256286.08 |  |  |  | 262400 | 256286.08 |  |  |  | 262400 | 256286.08
03.12.2021 | 0.1968 | 0.1922
Any other information to be provided:As per the customer requirement
The Above Schedule provided with the approval of SLDC and Short term Open access agreement for the month of DEC'21, Approval No TSSLDC/07/TPOA/2021-22 Dt: 27-08-2021
/ Scheduled Consumer/ OA Consumer

## 0412
APPENDIX - 1 (a)
Format for the Day-ahead Wheeling Schedule for each 15-minute time block of the day : 04.12.2021
To
TSTRANSCO Load Dispatch Centre
VIDYUT SOUDHA
HYDERABAD - 500 082
Fax No:040-23393616 / 66665136
Date 03.12.2021 | [12 empty] | Declared capacity for the day 04.12.2021
Name of the Generator : M/s Penna Cement Industries Ltd- Captive Power Plant | [12 empty] | Time block | Available Capacity
Address of the Generating Station:
M/s Penna Cement Industries Ltd- Captive Power Plant, | [12 empty] | 15 minutes | 8200 KW
Ganesh Pahad,
Damarcherla(Mandal),
Nalgonda(Dist).
Entry point voltage: |  | 132 KV
DISCOM : TSTRANSCO, HYDERABAD |  |  |  | NAME OF THE CONSUMER : Penna Cement Industries Ltd., (CONSUMER NO: VKB 1217(RRS 1217))
Tandur(V &M) , Vikarabad (Dist).
Load schedule as given below
Time Block | Time Hours |  | Allocated Capacity at Entry point (KW) | Net Capacity at Exit point (KW) | Time Block | Time Hours |  | Allocated Capacity at Entry point (KW) | Net Capacity at Exit point (KW) | Time Block | Time Hours |  | Allocated Capacity at Entry point (KW) | Net Capacity at Exit point (KW)
| From | To |  |  |  | From | To |  |  |  | From | To
1 | 0 | 0.15 | 8200 | 8008.94 | 33 | 8 | 8.15 | 8200 | 8008.94 | 65 | 16 | 16.15 | 8200 | 8008.94
2 | 0.15 | 0.3 | 8200 | 8008.94 | 34 | 8.15 | 8.3 | 8200 | 8008.94 | 66 | 16.15 | 16.3 | 8200 | 8008.94
3 | 0.3 | 0.45 | 8200 | 8008.94 | 35 | 8.3 | 8.45 | 8200 | 8008.94 | 67 | 16.3 | 16.45 | 8200 | 8008.94
4 | 0.45 | 1 | 8200 | 8008.94 | 36 | 8.45 | 9 | 8200 | 8008.94 | 68 | 16.45 | 17 | 8200 | 8008.94
5 | 1 | 1.15 | 8200 | 8008.94 | 37 | 9 | 9.15 | 8200 | 8008.94 | 69 | 17 | 17.15 | 8200 | 8008.94
6 | 1.15 | 1.3 | 8200 | 8008.94 | 38 | 9.15 | 9.3 | 8200 | 8008.94 | 70 | 17.15 | 17.3 | 8200 | 8008.94
7 | 1.3 | 1.45 | 8200 | 8008.94 | 39 | 9.3 | 9.45 | 8200 | 8008.94 | 71 | 17.3 | 17.45 | 8200 | 8008.94
8 | 1.45 | 2 | 8200 | 8008.94 | 40 | 9.45 | 10 | 8200 | 8008.94 | 72 | 17.45 | 18 | 8200 | 8008.94
9 | 2 | 2.15 | 8200 | 8008.94 | 41 | 10 | 10.15 | 8200 | 8008.94 | 73 | 18 | 18.15 | 8200 | 8008.94
10 | 2.15 | 2.3 | 8200 | 8008.94 | 42 | 10.15 | 10.3 | 8200 | 8008.94 | 74 | 18.15 | 18.3 | 8200 | 8008.94
11 | 2.3 | 2.45 | 8200 | 8008.94 | 43 | 10.3 | 10.45 | 8200 | 8008.94 | 75 | 18.3 | 18.45 | 8200 | 8008.94
12 | 2.45 | 3 | 8200 | 8008.94 | 44 | 10.45 | 11 | 8200 | 8008.94 | 76 | 18.45 | 19 | 8200 | 8008.94
13 | 3 | 3.15 | 8200 | 8008.94 | 45 | 11 | 11.15 | 8200 | 8008.94 | 77 | 19 | 19.15 | 8200 | 8008.94
14 | 3.15 | 3.3 | 8200 | 8008.94 | 46 | 11.15 | 11.3 | 8200 | 8008.94 | 78 | 19.15 | 19.3 | 8200 | 8008.94
15 | 3.3 | 3.45 | 8200 | 8008.94 | 47 | 11.3 | 11.45 | 8200 | 8008.94 | 79 | 19.3 | 19.45 | 8200 | 8008.94
16 | 3.45 | 4 | 8200 | 8008.94 | 48 | 11.45 | 12 | 8200 | 8008.94 | 80 | 19.45 | 20 | 8200 | 8008.94
17 | 4 | 4.15 | 8200 | 8008.94 | 49 | 12 | 12.15 | 8200 | 8008.94 | 81 | 20 | 20.15 | 8200 | 8008.94
18 | 4.15 | 4.3 | 8200 | 8008.94 | 50 | 12.15 | 12.3 | 8200 | 8008.94 | 82 | 20.15 | 20.3 | 8200 | 8008.94
19 | 4.3 | 4.45 | 8200 | 8008.94 | 51 | 12.3 | 12.45 | 8200 | 8008.94 | 83 | 20.3 | 20.45 | 8200 | 8008.94
20 | 4.45 | 5 | 8200 | 8008.94 | 52 | 12.45 | 13 | 8200 | 8008.94 | 84 | 20.45 | 21 | 8200 | 8008.94
21 | 5 | 5.15 | 8200 | 8008.94 | 53 | 13 | 13.15 | 8200 | 8008.94 | 85 | 21 | 21.15 | 8200 | 8008.94
22 | 5.15 | 5.3 | 8200 | 8008.94 | 54 | 13.15 | 13.3 | 8200 | 8008.94 | 86 | 21.15 | 21.3 | 8200 | 8008.94
23 | 5.3 | 5.45 | 8200 | 8008.94 | 55 | 13.3 | 13.45 | 8200 | 8008.94 | 87 | 21.3 | 21.45 | 8200 | 8008.94
24 | 5.45 | 6 | 8200 | 8008.94 | 56 | 13.45 | 14 | 8200 | 8008.94 | 88 | 21.45 | 22 | 8200 | 8008.94
25 | 6 | 6.15 | 8200 | 8008.94 | 57 | 14 | 14.15 | 8200 | 8008.94 | 89 | 22 | 22.15 | 8200 | 8008.94
26 | 6.15 | 6.3 | 8200 | 8008.94 | 58 | 14.15 | 14.3 | 8200 | 8008.94 | 90 | 22.15 | 22.3 | 8200 | 8008.94
27 | 6.3 | 6.45 | 8200 | 8008.94 | 59 | 14.3 | 14.45 | 8200 | 8008.94 | 91 | 22.3 | 22.45 | 8200 | 8008.94
28 | 6.45 | 7 | 8200 | 8008.94 | 60 | 14.45 | 15 | 8200 | 8008.94 | 92 | 22.45 | 23 | 8200 | 8008.94
29 | 7 | 7.15 | 8200 | 8008.94 | 61 | 15 | 15.15 | 8200 | 8008.94 | 93 | 23 | 23.15 | 8200 | 8008.94
30 | 7.15 | 7.3 | 8200 | 8008.94 | 62 | 15.15 | 15.3 | 8200 | 8008.94 | 94 | 23.15 | 23.3 | 8200 | 8008.94
31 | 7.3 | 7.45 | 8200 | 8008.94 | 63 | 15.3 | 15.45 | 8200 | 8008.94 | 95 | 23.3 | 23.45 | 8200 | 8008.94
32 | 7.45 | 8 | 8200 | 8008.94 | 64 | 15.45 | 16 | 8200 | 8008.94 | 96 | 23.45 | 24 | 8200 | 8008.94
|  |  | 262400 | 256286.08 |  |  |  | 262400 | 256286.08 |  |  |  | 262400 | 256286.08
04.12.2021 | 0.1968 | 0.1922
Any other information to be provided:As per the customer requirement
The Above Schedule provided with the approval of SLDC and Short term Open access agreement for the month of DEC'21, Approval No TSSLDC/07/TPOA/2021-22 Dt: 27-08-2021
/ Scheduled Consumer/ OA Consumer

## 0512
APPENDIX - 1 (a)
Format for the Day-ahead Wheeling Schedule for each 15-minute time block of the day : 05.12.2021
To
TSTRANSCO Load Dispatch Centre
VIDYUT SOUDHA
HYDERABAD - 500 082
Fax No:040-23393616 / 66665136
Date 04.12.2021 | [12 empty] | Declared capacity for the day 05.12.2021
Name of the Generator : M/s Penna Cement Industries Ltd- Captive Power Plant | [12 empty] | Time block | Available Capacity
Address of the Generating Station:
M/s Penna Cement Industries Ltd- Captive Power Plant, | [12 empty] | 15 minutes | 8200 KW
Ganesh Pahad,
Damarcherla(Mandal),
Nalgonda(Dist).
Entry point voltage: |  | 132 KV
DISCOM : TSTRANSCO, HYDERABAD |  |  |  | NAME OF THE CONSUMER : Penna Cement Industries Ltd., (CONSUMER NO: VKB 1217(RRS 1217))
Tandur(V &M) , Vikarabad (Dist).
Load schedule as given below
Time Block | Time Hours |  | Allocated Capacity at Entry point (KW) | Net Capacity at Exit point (KW) | Time Block | Time Hours |  | Allocated Capacity at Entry point (KW) | Net Capacity at Exit point (KW) | Time Block | Time Hours |  | Allocated Capacity at Entry point (KW) | Net Capacity at Exit point (KW)
| From | To |  |  |  | From | To |  |  |  | From | To
1 | 0 | 0.15 | 8200 | 8008.94 | 33 | 8 | 8.15 | 8200 | 8008.94 | 65 | 16 | 16.15 | 8200 | 8008.94
2 | 0.15 | 0.3 | 8200 | 8008.94 | 34 | 8.15 | 8.3 | 8200 | 8008.94 | 66 | 16.15 | 16.3 | 8200 | 8008.94
3 | 0.3 | 0.45 | 8200 | 8008.94 | 35 | 8.3 | 8.45 | 8200 | 8008.94 | 67 | 16.3 | 16.45 | 8200 | 8008.94
4 | 0.45 | 1 | 8200 | 8008.94 | 36 | 8.45 | 9 | 8200 | 8008.94 | 68 | 16.45 | 17 | 8200 | 8008.94
5 | 1 | 1.15 | 8200 | 8008.94 | 37 | 9 | 9.15 | 8200 | 8008.94 | 69 | 17 | 17.15 | 8200 | 8008.94
6 | 1.15 | 1.3 | 8200 | 8008.94 | 38 | 9.15 | 9.3 | 8200 | 8008.94 | 70 | 17.15 | 17.3 | 8200 | 8008.94
7 | 1.3 | 1.45 | 8200 | 8008.94 | 39 | 9.3 | 9.45 | 8200 | 8008.94 | 71 | 17.3 | 17.45 | 8200 | 8008.94
8 | 1.45 | 2 | 8200 | 8008.94 | 40 | 9.45 | 10 | 8200 | 8008.94 | 72 | 17.45 | 18 | 8200 | 8008.94
9 | 2 | 2.15 | 8200 | 8008.94 | 41 | 10 | 10.15 | 8200 | 8008.94 | 73 | 18 | 18.15 | 8200 | 8008.94
10 | 2.15 | 2.3 | 8200 | 8008.94 | 42 | 10.15 | 10.3 | 8200 | 8008.94 | 74 | 18.15 | 18.3 | 8200 | 8008.94
11 | 2.3 | 2.45 | 8200 | 8008.94 | 43 | 10.3 | 10.45 | 8200 | 8008.94 | 75 | 18.3 | 18.45 | 8200 | 8008.94
12 | 2.45 | 3 | 8200 | 8008.94 | 44 | 10.45 | 11 | 8200 | 8008.94 | 76 | 18.45 | 19 | 8200 | 8008.94
13 | 3 | 3.15 | 8200 | 8008.94 | 45 | 11 | 11.15 | 8200 | 8008.94 | 77 | 19 | 19.15 | 8200 | 8008.94
14 | 3.15 | 3.3 | 8200 | 8008.94 | 46 | 11.15 | 11.3 | 8200 | 8008.94 | 78 | 19.15 | 19.3 | 8200 | 8008.94
15 | 3.3 | 3.45 | 8200 | 8008.94 | 47 | 11.3 | 11.45 | 8200 | 8008.94 | 79 | 19.3 | 19.45 | 8200 | 8008.94
16 | 3.45 | 4 | 8200 | 8008.94 | 48 | 11.45 | 12 | 8200 | 8008.94 | 80 | 19.45 | 20 | 8200 | 8008.94
17 | 4 | 4.15 | 8200 | 8008.94 | 49 | 12 | 12.15 | 8200 | 8008.94 | 81 | 20 | 20.15 | 8200 | 8008.94
18 | 4.15 | 4.3 | 8200 | 8008.94 | 50 | 12.15 | 12.3 | 8200 | 8008.94 | 82 | 20.15 | 20.3 | 8200 | 8008.94
19 | 4.3 | 4.45 | 8200 | 8008.94 | 51 | 12.3 | 12.45 | 8200 | 8008.94 | 83 | 20.3 | 20.45 | 8200 | 8008.94
20 | 4.45 | 5 | 8200 | 8008.94 | 52 | 12.45 | 13 | 8200 | 8008.94 | 84 | 20.45 | 21 | 8200 | 8008.94
21 | 5 | 5.15 | 8200 | 8008.94 | 53 | 13 | 13.15 | 8200 | 8008.94 | 85 | 21 | 21.15 | 8200 | 8008.94
22 | 5.15 | 5.3 | 8200 | 8008.94 | 54 | 13.15 | 13.3 | 8200 | 8008.94 | 86 | 21.15 | 21.3 | 8200 | 8008.94
23 | 5.3 | 5.45 | 8200 | 8008.94 | 55 | 13.3 | 13.45 | 8200 | 8008.94 | 87 | 21.3 | 21.45 | 8200 | 8008.94
24 | 5.45 | 6 | 8200 | 8008.94 | 56 | 13.45 | 14 | 8200 | 8008.94 | 88 | 21.45 | 22 | 8200 | 8008.94
25 | 6 | 6.15 | 8200 | 8008.94 | 57 | 14 | 14.15 | 8200 | 8008.94 | 89 | 22 | 22.15 | 8200 | 8008.94
26 | 6.15 | 6.3 | 8200 | 8008.94 | 58 | 14.15 | 14.3 | 8200 | 8008.94 | 90 | 22.15 | 22.3 | 8200 | 8008.94
27 | 6.3 | 6.45 | 8200 | 8008.94 | 59 | 14.3 | 14.45 | 8200 | 8008.94 | 91 | 22.3 | 22.45 | 8200 | 8008.94
28 | 6.45 | 7 | 8200 | 8008.94 | 60 | 14.45 | 15 | 8200 | 8008.94 | 92 | 22.45 | 23 | 8200 | 8008.94
29 | 7 | 7.15 | 8200 | 8008.94 | 61 | 15 | 15.15 | 8200 | 8008.94 | 93 | 23 | 23.15 | 8200 | 8008.94
30 | 7.15 | 7.3 | 8200 | 8008.94 | 62 | 15.15 | 15.3 | 8200 | 8008.94 | 94 | 23.15 | 23.3 | 8200 | 8008.94
31 | 7.3 | 7.45 | 8200 | 8008.94 | 63 | 15.3 | 15.45 | 8200 | 8008.94 | 95 | 23.3 | 23.45 | 8200 | 8008.94
32 | 7.45 | 8 | 8200 | 8008.94 | 64 | 15.45 | 16 | 8200 | 8008.94 | 96 | 23.45 | 24 | 8200 | 8008.94
|  |  | 262400 | 256286.08 |  |  |  | 262400 | 256286.08 |  |  |  | 262400 | 256286.08
05.12.2021 | 0.1968 | 0.1922
Any other information to be provided:As per the customer requirement
The Above Schedule provided with the approval of SLDC and Short term Open access agreement for the month of DEC'21, Approval No TSSLDC/07/TPOA/2021-22 Dt: 27-08-2021
/ Scheduled Consumer/ OA Consumer

## 0612
APPENDIX - 1 (a)
Format for the Day-ahead Wheeling Schedule for each 15-minute time block of the day : 06.12.2021
To
TSTRANSCO Load Dispatch Centre
VIDYUT SOUDHA
HYDERABAD - 500 082
Fax No:040-23393616 / 66665136
Date 05.12.2021 | [12 empty] | Declared capacity for the day 06.12.2021
Name of the Generator : M/s Penna Cement Industries Ltd- Captive Power Plant | [12 empty] | Time block | Available Capacity
Address of the Generating Station:
M/s Penna Cement Industries Ltd- Captive Power Plant, | [12 empty] | 15 minutes | 8200 KW
Ganesh Pahad,
Damarcherla(Mandal),
Nalgonda(Dist).
Entry point voltage: |  | 132 KV
DISCOM : TSTRANSCO, HYDERABAD |  |  |  | NAME OF THE CONSUMER : Penna Cement Industries Ltd., (CONSUMER NO: VKB 1217(RRS 1217))
Tandur(V &M) , Vikarabad (Dist).
Load schedule as given below
Time Block | Time Hours |  | Allocated Capacity at Entry point (KW) | Net Capacity at Exit point (KW) | Time Block | Time Hours |  | Allocated Capacity at Entry point (KW) | Net Capacity at Exit point (KW) | Time Block | Time Hours |  | Allocated Capacity at Entry point (KW) | Net Capacity at Exit point (KW)
| From | To |  |  |  | From | To |  |  |  | From | To
1 | 0 | 0.15 | 8200 | 8008.94 | 33 | 8 | 8.15 | 8200 | 8008.94 | 65 | 16 | 16.15 | 8200 | 8008.94
2 | 0.15 | 0.3 | 8200 | 8008.94 | 34 | 8.15 | 8.3 | 8200 | 8008.94 | 66 | 16.15 | 16.3 | 8200 | 8008.94
3 | 0.3 | 0.45 | 8200 | 8008.94 | 35 | 8.3 | 8.45 | 8200 | 8008.94 | 67 | 16.3 | 16.45 | 8200 | 8008.94
4 | 0.45 | 1 | 8200 | 8008.94 | 36 | 8.45 | 9 | 8200 | 8008.94 | 68 | 16.45 | 17 | 8200 | 8008.94
5 | 1 | 1.15 | 8200 | 8008.94 | 37 | 9 | 9.15 | 8200 | 8008.94 | 69 | 17 | 17.15 | 8200 | 8008.94
6 | 1.15 | 1.3 | 8200 | 8008.94 | 38 | 9.15 | 9.3 | 8200 | 8008.94 | 70 | 17.15 | 17.3 | 8200 | 8008.94
7 | 1.3 | 1.45 | 8200 | 8008.94 | 39 | 9.3 | 9.45 | 8200 | 8008.94 | 71 | 17.3 | 17.45 | 8200 | 8008.94
8 | 1.45 | 2 | 8200 | 8008.94 | 40 | 9.45 | 10 | 8200 | 8008.94 | 72 | 17.45 | 18 | 8200 | 8008.94
9 | 2 | 2.15 | 8200 | 8008.94 | 41 | 10 | 10.15 | 8200 | 8008.94 | 73 | 18 | 18.15 | 8200 | 8008.94
10 | 2.15 | 2.3 | 8200 | 8008.94 | 42 | 10.15 | 10.3 | 8200 | 8008.94 | 74 | 18.15 | 18.3 | 8200 | 8008.94
11 | 2.3 | 2.45 | 8200 | 8008.94 | 43 | 10.3 | 10.45 | 8200 | 8008.94 | 75 | 18.3 | 18.45 | 8200 | 8008.94
12 | 2.45 | 3 | 8200 | 8008.94 | 44 | 10.45 | 11 | 8200 | 8008.94 | 76 | 18.45 | 19 | 8200 | 8008.94
13 | 3 | 3.15 | 8200 | 8008.94 | 45 | 11 | 11.15 | 8200 | 8008.94 | 77 | 19 | 19.15 | 8200 | 8008.94
14 | 3.15 | 3.3 | 8200 | 8008.94 | 46 | 11.15 | 11.3 | 8200 | 8008.94 | 78 | 19.15 | 19.3 | 8200 | 8008.94
15 | 3.3 | 3.45 | 8200 | 8008.94 | 47 | 11.3 | 11.45 | 8200 | 8008.94 | 79 | 19.3 | 19.45 | 8200 | 8008.94
16 | 3.45 | 4 | 8200 | 8008.94 | 48 | 11.45 | 12 | 8200 | 8008.94 | 80 | 19.45 | 20 | 8200 | 8008.94
17 | 4 | 4.15 | 8200 | 8008.94 | 49 | 12 | 12.15 | 8200 | 8008.94 | 81 | 20 | 20.15 | 8200 | 8008.94
18 | 4.15 | 4.3 | 8200 | 8008.94 | 50 | 12.15 | 12.3 | 8200 | 8008.94 | 82 | 20.15 | 20.3 | 8200 | 8008.94
19 | 4.3 | 4.45 | 8200 | 8008.94 | 51 | 12.3 | 12.45 | 8200 | 8008.94 | 83 | 20.3 | 20.45 | 8200 | 8008.94
20 | 4.45 | 5 | 8200 | 8008.94 | 52 | 12.45 | 13 | 8200 | 8008.94 | 84 | 20.45 | 21 | 8200 | 8008.94
21 | 5 | 5.15 | 8200 | 8008.94 | 53 | 13 | 13.15 | 8200 | 8008.94 | 85 | 21 | 21.15 | 8200 | 8008.94
22 | 5.15 | 5.3 | 8200 | 8008.94 | 54 | 13.15 | 13.3 | 8200 | 8008.94 | 86 | 21.15 | 21.3 | 8200 | 8008.94
23 | 5.3 | 5.45 | 8200 | 8008.94 | 55 | 13.3 | 13.45 | 8200 | 8008.94 | 87 | 21.3 | 21.45 | 8200 | 8008.94
24 | 5.45 | 6 | 8200 | 8008.94 | 56 | 13.45 | 14 | 8200 | 8008.94 | 88 | 21.45 | 22 | 8200 | 8008.94
25 | 6 | 6.15 | 8200 | 8008.94 | 57 | 14 | 14.15 | 8200 | 8008.94 | 89 | 22 | 22.15 | 8200 | 8008.94
26 | 6.15 | 6.3 | 8200 | 8008.94 | 58 | 14.15 | 14.3 | 8200 | 8008.94 | 90 | 22.15 | 22.3 | 8200 | 8008.94
27 | 6.3 | 6.45 | 8200 | 8008.94 | 59 | 14.3 | 14.45 | 8200 | 8008.94 | 91 | 22.3 | 22.45 | 8200 | 8008.94
28 | 6.45 | 7 | 8200 | 8008.94 | 60 | 14.45 | 15 | 8200 | 8008.94 | 92 | 22.45 | 23 | 8200 | 8008.94
29 | 7 | 7.15 | 8200 | 8008.94 | 61 | 15 | 15.15 | 8200 | 8008.94 | 93 | 23 | 23.15 | 8200 | 8008.94
30 | 7.15 | 7.3 | 8200 | 8008.94 | 62 | 15.15 | 15.3 | 8200 | 8008.94 | 94 | 23.15 | 23.3 | 8200 | 8008.94
31 | 7.3 | 7.45 | 8200 | 8008.94 | 63 | 15.3 | 15.45 | 8200 | 8008.94 | 95 | 23.3 | 23.45 | 8200 | 8008.94
32 | 7.45 | 8 | 8200 | 8008.94 | 64 | 15.45 | 16 | 8200 | 8008.94 | 96 | 23.45 | 24 | 8200 | 8008.94
|  |  | 262400 | 256286.08 |  |  |  | 262400 | 256286.08 |  |  |  | 262400 | 256286.08
06.12.2021 | 0.1968 | 0.1922
Any other information to be provided:As per the customer requirement
The Above Schedule provided with the approval of SLDC and Short term Open access agreement for the month of DEC'21, Approval No TSSLDC/07/TPOA/2021-22 Dt: 27-08-2021
/ Scheduled Consumer/ OA Consumer

## 0712
APPENDIX - 1 (a)
Format for the Day-ahead Wheeling Schedule for each 15-minute time block of the day : 07.12.2021
To
TSTRANSCO Load Dispatch Centre
VIDYUT SOUDHA
HYDERABAD - 500 082
Fax No:040-23393616 / 66665136
Date 06.12.2021 | [12 empty] | Declared capacity for the day 07.12.2021
Name of the Generator : M/s Penna Cement Industries Ltd- Captive Power Plant | [12 empty] | Time block | Available Capacity
Address of the Generating Station:
M/s Penna Cement Industries Ltd- Captive Power Plant, | [12 empty] | 15 minutes | 8200 KW
Ganesh Pahad,
Damarcherla(Mandal),
Nalgonda(Dist).
Entry point voltage: |  | 132 KV
DISCOM : TSTRANSCO, HYDERABAD |  |  |  | NAME OF THE CONSUMER : Penna Cement Industries Ltd., (CONSUMER NO: VKB 1217(RRS 1217))
Tandur(V &M) , Vikarabad (Dist).
Load schedule as given below
Time Block | Time Hours |  | Allocated Capacity at Entry point (KW) | Net Capacity at Exit point (KW) | Time Block | Time Hours |  | Allocated Capacity at Entry point (KW) | Net Capacity at Exit point (KW) | Time Block | Time Hours |  | Allocated Capacity at Entry point (KW) | Net Capacity at Exit point (KW)
| From | To |  |  |  | From | To |  |  |  | From | To
1 | 0 | 0.15 | 8200 | 8008.94 | 33 | 8 | 8.15 | 8200 | 8008.94 | 65 | 16 | 16.15 | 8200 | 8008.94
2 | 0.15 | 0.3 | 8200 | 8008.94 | 34 | 8.15 | 8.3 | 8200 | 8008.94 | 66 | 16.15 | 16.3 | 8200 | 8008.94
3 | 0.3 | 0.45 | 8200 | 8008.94 | 35 | 8.3 | 8.45 | 8200 | 8008.94 | 67 | 16.3 | 16.45 | 8200 | 8008.94
4 | 0.45 | 1 | 8200 | 8008.94 | 36 | 8.45 | 9 | 8200 | 8008.94 | 68 | 16.45 | 17 | 8200 | 8008.94
5 | 1 | 1.15 | 8200 | 8008.94 | 37 | 9 | 9.15 | 8200 | 8008.94 | 69 | 17 | 17.15 | 8200 | 8008.94
6 | 1.15 | 1.3 | 8200 | 8008.94 | 38 | 9.15 | 9.3 | 8200 | 8008.94 | 70 | 17.15 | 17.3 | 8200 | 8008.94
7 | 1.3 | 1.45 | 8200 | 8008.94 | 39 | 9.3 | 9.45 | 8200 | 8008.94 | 71 | 17.3 | 17.45 | 8200 | 8008.94
8 | 1.45 | 2 | 8200 | 8008.94 | 40 | 9.45 | 10 | 8200 | 8008.94 | 72 | 17.45 | 18 | 8200 | 8008.94
9 | 2 | 2.15 | 8200 | 8008.94 | 41 | 10 | 10.15 | 8200 | 8008.94 | 73 | 18 | 18.15 | 8200 | 8008.94
10 | 2.15 | 2.3 | 8200 | 8008.94 | 42 | 10.15 | 10.3 | 8200 | 8008.94 | 74 | 18.15 | 18.3 | 8200 | 8008.94
11 | 2.3 | 2.45 | 8200 | 8008.94 | 43 | 10.3 | 10.45 | 8200 | 8008.94 | 75 | 18.3 | 18.45 | 8200 | 8008.94
12 | 2.45 | 3 | 8200 | 8008.94 | 44 | 10.45 | 11 | 8200 | 8008.94 | 76 | 18.45 | 19 | 8200 | 8008.94
13 | 3 | 3.15 | 8200 | 8008.94 | 45 | 11 | 11.15 | 8200 | 8008.94 | 77 | 19 | 19.15 | 8200 | 8008.94
14 | 3.15 | 3.3 | 8200 | 8008.94 | 46 | 11.15 | 11.3 | 8200 | 8008.94 | 78 | 19.15 | 19.3 | 8200 | 8008.94
15 | 3.3 | 3.45 | 8200 | 8008.94 | 47 | 11.3 | 11.45 | 8200 | 8008.94 | 79 | 19.3 | 19.45 | 8200 | 8008.94
16 | 3.45 | 4 | 8200 | 8008.94 | 48 | 11.45 | 12 | 8200 | 8008.94 | 80 | 19.45 | 20 | 8200 | 8008.94
17 | 4 | 4.15 | 8200 | 8008.94 | 49 | 12 | 12.15 | 8200 | 8008.94 | 81 | 20 | 20.15 | 8200 | 8008.94
18 | 4.15 | 4.3 | 8200 | 8008.94 | 50 | 12.15 | 12.3 | 8200 | 8008.94 | 82 | 20.15 | 20.3 | 8200 | 8008.94
19 | 4.3 | 4.45 | 8200 | 8008.94 | 51 | 12.3 | 12.45 | 8200 | 8008.94 | 83 | 20.3 | 20.45 | 8200 | 8008.94
20 | 4.45 | 5 | 8200 | 8008.94 | 52 | 12.45 | 13 | 8200 | 8008.94 | 84 | 20.45 | 21 | 8200 | 8008.94
21 | 5 | 5.15 | 8200 | 8008.94 | 53 | 13 | 13.15 | 8200 | 8008.94 | 85 | 21 | 21.15 | 8200 | 8008.94
22 | 5.15 | 5.3 | 8200 | 8008.94 | 54 | 13.15 | 13.3 | 8200 | 8008.94 | 86 | 21.15 | 21.3 | 8200 | 8008.94
23 | 5.3 | 5.45 | 8200 | 8008.94 | 55 | 13.3 | 13.45 | 8200 | 8008.94 | 87 | 21.3 | 21.45 | 8200 | 8008.94
24 | 5.45 | 6 | 8200 | 8008.94 | 56 | 13.45 | 14 | 8200 | 8008.94 | 88 | 21.45 | 22 | 8200 | 8008.94
25 | 6 | 6.15 | 8200 | 8008.94 | 57 | 14 | 14.15 | 8200 | 8008.94 | 89 | 22 | 22.15 | 8200 | 8008.94
26 | 6.15 | 6.3 | 8200 | 8008.94 | 58 | 14.15 | 14.3 | 8200 | 8008.94 | 90 | 22.15 | 22.3 | 8200 | 8008.94
27 | 6.3 | 6.45 | 8200 | 8008.94 | 59 | 14.3 | 14.45 | 8200 | 8008.94 | 91 | 22.3 | 22.45 | 8200 | 8008.94
28 | 6.45 | 7 | 8200 | 8008.94 | 60 | 14.45 | 15 | 8200 | 8008.94 | 92 | 22.45 | 23 | 8200 | 8008.94
29 | 7 | 7.15 | 8200 | 8008.94 | 61 | 15 | 15.15 | 8200 | 8008.94 | 93 | 23 | 23.15 | 8200 | 8008.94
30 | 7.15 | 7.3 | 8200 | 8008.94 | 62 | 15.15 | 15.3 | 8200 | 8008.94 | 94 | 23.15 | 23.3 | 8200 | 8008.94
31 | 7.3 | 7.45 | 8200 | 8008.94 | 63 | 15.3 | 15.45 | 8200 | 8008.94 | 95 | 23.3 | 23.45 | 8200 | 8008.94
32 | 7.45 | 8 | 8200 | 8008.94 | 64 | 15.45 | 16 | 8200 | 8008.94 | 96 | 23.45 | 24 | 8200 | 8008.94
|  |  | 262400 | 256286.08 |  |  |  | 262400 | 256286.08 |  |  |  | 262400 | 256286.08
07.12.2021 | 0.1968 | 0.1922
Any other information to be provided:As per the customer requirement
The Above Schedule provided with the approval of SLDC and Short term Open access agreement for the month of DEC'21, Approval No TSSLDC/07/TPOA/2021-22 Dt: 27-08-2021
/ Scheduled Consumer/ OA Consumer

## 0812
APPENDIX - 1 (a)
Format for the Day-ahead Wheeling Schedule for each 15-minute time block of the day : 08.12.2021
To
TSTRANSCO Load Dispatch Centre
VIDYUT SOUDHA
HYDERABAD - 500 082
Fax No:040-23393616 / 66665136
Date 07.12.2021 | [12 empty] | Declared capacity for the day 08.12.2021
Name of the Generator : M/s Penna Cement Industries Ltd- Captive Power Plant | [12 empty] | Time block | Available Capacity
Address of the Generating Station:
M/s Penna Cement Industries Ltd- Captive Power Plant, | [12 empty] | 15 minutes | 8200 KW
Ganesh Pahad,
Damarcherla(Mandal),
Nalgonda(Dist).
Entry point voltage: |  | 132 KV
DISCOM : TSTRANSCO, HYDERABAD |  |  |  | NAME OF THE CONSUMER : Penna Cement Industries Ltd., (CONSUMER NO: VKB 1217(RRS 1217))
Tandur(V &M) , Vikarabad (Dist).
Load schedule as given below
Time Block | Time Hours |  | Allocated Capacity at Entry point (KW) | Net Capacity at Exit point (KW) | Time Block | Time Hours |  | Allocated Capacity at Entry point (KW) | Net Capacity at Exit point (KW) | Time Block | Time Hours |  | Allocated Capacity at Entry point (KW) | Net Capacity at Exit point (KW)
| From | To |  |  |  | From | To |  |  |  | From | To
1 | 0 | 0.15 | 8200 | 8008.94 | 33 | 8 | 8.15 | 8200 | 8008.94 | 65 | 16 | 16.15 | 8200 | 8008.94
2 | 0.15 | 0.3 | 8200 | 8008.94 | 34 | 8.15 | 8.3 | 8200 | 8008.94 | 66 | 16.15 | 16.3 | 8200 | 8008.94
3 | 0.3 | 0.45 | 8200 | 8008.94 | 35 | 8.3 | 8.45 | 8200 | 8008.94 | 67 | 16.3 | 16.45 | 8200 | 8008.94
4 | 0.45 | 1 | 8200 | 8008.94 | 36 | 8.45 | 9 | 8200 | 8008.94 | 68 | 16.45 | 17 | 8200 | 8008.94
5 | 1 | 1.15 | 8200 | 8008.94 | 37 | 9 | 9.15 | 8200 | 8008.94 | 69 | 17 | 17.15 | 8200 | 8008.94
6 | 1.15 | 1.3 | 8200 | 8008.94 | 38 | 9.15 | 9.3 | 8200 | 8008.94 | 70 | 17.15 | 17.3 | 8200 | 8008.94
7 | 1.3 | 1.45 | 8200 | 8008.94 | 39 | 9.3 | 9.45 | 8200 | 8008.94 | 71 | 17.3 | 17.45 | 8200 | 8008.94
8 | 1.45 | 2 | 8200 | 8008.94 | 40 | 9.45 | 10 | 8200 | 8008.94 | 72 | 17.45 | 18 | 8200 | 8008.94
9 | 2 | 2.15 | 8200 | 8008.94 | 41 | 10 | 10.15 | 8200 | 8008.94 | 73 | 18 | 18.15 | 8200 | 8008.94
10 | 2.15 | 2.3 | 8200 | 8008.94 | 42 | 10.15 | 10.3 | 8200 | 8008.94 | 74 | 18.15 | 18.3 | 8200 | 8008.94
11 | 2.3 | 2.45 | 8200 | 8008.94 | 43 | 10.3 | 10.45 | 8200 | 8008.94 | 75 | 18.3 | 18.45 | 8200 | 8008.94
12 | 2.45 | 3 | 8200 | 8008.94 | 44 | 10.45 | 11 | 8200 | 8008.94 | 76 | 18.45 | 19 | 8200 | 8008.94
13 | 3 | 3.15 | 8200 | 8008.94 | 45 | 11 | 11.15 | 8200 | 8008.94 | 77 | 19 | 19.15 | 8200 | 8008.94
14 | 3.15 | 3.3 | 8200 | 8008.94 | 46 | 11.15 | 11.3 | 8200 | 8008.94 | 78 | 19.15 | 19.3 | 8200 | 8008.94
15 | 3.3 | 3.45 | 8200 | 8008.94 | 47 | 11.3 | 11.45 | 8200 | 8008.94 | 79 | 19.3 | 19.45 | 8200 | 8008.94
16 | 3.45 | 4 | 8200 | 8008.94 | 48 | 11.45 | 12 | 8200 | 8008.94 | 80 | 19.45 | 20 | 8200 | 8008.94
17 | 4 | 4.15 | 8200 | 8008.94 | 49 | 12 | 12.15 | 8200 | 8008.94 | 81 | 20 | 20.15 | 8200 | 8008.94
18 | 4.15 | 4.3 | 8200 | 8008.94 | 50 | 12.15 | 12.3 | 8200 | 8008.94 | 82 | 20.15 | 20.3 | 8200 | 8008.94
19 | 4.3 | 4.45 | 8200 | 8008.94 | 51 | 12.3 | 12.45 | 8200 | 8008.94 | 83 | 20.3 | 20.45 | 8200 | 8008.94
20 | 4.45 | 5 | 8200 | 8008.94 | 52 | 12.45 | 13 | 8200 | 8008.94 | 84 | 20.45 | 21 | 8200 | 8008.94
21 | 5 | 5.15 | 8200 | 8008.94 | 53 | 13 | 13.15 | 8200 | 8008.94 | 85 | 21 | 21.15 | 8200 | 8008.94
22 | 5.15 | 5.3 | 8200 | 8008.94 | 54 | 13.15 | 13.3 | 8200 | 8008.94 | 86 | 21.15 | 21.3 | 8200 | 8008.94
23 | 5.3 | 5.45 | 8200 | 8008.94 | 55 | 13.3 | 13.45 | 8200 | 8008.94 | 87 | 21.3 | 21.45 | 8200 | 8008.94
24 | 5.45 | 6 | 8200 | 8008.94 | 56 | 13.45 | 14 | 8200 | 8008.94 | 88 | 21.45 | 22 | 8200 | 8008.94
25 | 6 | 6.15 | 8200 | 8008.94 | 57 | 14 | 14.15 | 8200 | 8008.94 | 89 | 22 | 22.15 | 8200 | 8008.94
26 | 6.15 | 6.3 | 8200 | 8008.94 | 58 | 14.15 | 14.3 | 8200 | 8008.94 | 90 | 22.15 | 22.3 | 8200 | 8008.94
27 | 6.3 | 6.45 | 8200 | 8008.94 | 59 | 14.3 | 14.45 | 8200 | 8008.94 | 91 | 22.3 | 22.45 | 8200 | 8008.94
28 | 6.45 | 7 | 8200 | 8008.94 | 60 | 14.45 | 15 | 8200 | 8008.94 | 92 | 22.45 | 23 | 8200 | 8008.94
29 | 7 | 7.15 | 8200 | 8008.94 | 61 | 15 | 15.15 | 8200 | 8008.94 | 93 | 23 | 23.15 | 8200 | 8008.94
30 | 7.15 | 7.3 | 8200 | 8008.94 | 62 | 15.15 | 15.3 | 8200 | 8008.94 | 94 | 23.15 | 23.3 | 8200 | 8008.94
31 | 7.3 | 7.45 | 8200 | 8008.94 | 63 | 15.3 | 15.45 | 8200 | 8008.94 | 95 | 23.3 | 23.45 | 8200 | 8008.94
32 | 7.45 | 8 | 8200 | 8008.94 | 64 | 15.45 | 16 | 8200 | 8008.94 | 96 | 23.45 | 24 | 8200 | 8008.94
|  |  | 262400 | 256286.08 |  |  |  | 262400 | 256286.08 |  |  |  | 262400 | 256286.08
08.12.2021 | 0.1968 | 0.1922
Any other information to be provided:As per the customer requirement
The Above Schedule provided with the approval of SLDC and Short term Open access agreement for the month of DEC'21, Approval No TSSLDC/07/TPOA/2021-22 Dt: 27-08-2021
/ Scheduled Consumer/ OA Consumer

## 0912
APPENDIX - 1 (a)
Format for the Day-ahead Wheeling Schedule for each 15-minute time block of the day : 09.12.2021
To
TSTRANSCO Load Dispatch Centre
VIDYUT SOUDHA
HYDERABAD - 500 082
Fax No:040-23393616 / 66665136
Date 08.12.2021 | [12 empty] | Declared capacity for the day 09.12.2021
Name of the Generator : M/s Penna Cement Industries Ltd- Captive Power Plant | [12 empty] | Time block | Available Capacity
Address of the Generating Station:
M/s Penna Cement Industries Ltd- Captive Power Plant, | [12 empty] | 15 minutes | 8200 KW
Ganesh Pahad,
Damarcherla(Mandal),
Nalgonda(Dist).
Entry point voltage: |  | 132 KV
DISCOM : TSTRANSCO, HYDERABAD |  |  |  | NAME OF THE CONSUMER : Penna Cement Industries Ltd., (CONSUMER NO: VKB 1217(RRS 1217))
Tandur(V &M) , Vikarabad (Dist).
Load schedule as given below
Time Block | Time Hours |  | Allocated Capacity at Entry point (KW) | Net Capacity at Exit point (KW) | Time Block | Time Hours |  | Allocated Capacity at Entry point (KW) | Net Capacity at Exit point (KW) | Time Block | Time Hours |  | Allocated Capacity at Entry point (KW) | Net Capacity at Exit point (KW)
| From | To |  |  |  | From | To |  |  |  | From | To
1 | 0 | 0.15 | 8200 | 8008.94 | 33 | 8 | 8.15 | 8200 | 8008.94 | 65 | 16 | 16.15 | 8200 | 8008.94
2 | 0.15 | 0.3 | 8200 | 8008.94 | 34 | 8.15 | 8.3 | 8200 | 8008.94 | 66 | 16.15 | 16.3 | 8200 | 8008.94
3 | 0.3 | 0.45 | 8200 | 8008.94 | 35 | 8.3 | 8.45 | 8200 | 8008.94 | 67 | 16.3 | 16.45 | 8200 | 8008.94
4 | 0.45 | 1 | 8200 | 8008.94 | 36 | 8.45 | 9 | 8200 | 8008.94 | 68 | 16.45 | 17 | 8200 | 8008.94
5 | 1 | 1.15 | 8200 | 8008.94 | 37 | 9 | 9.15 | 8200 | 8008.94 | 69 | 17 | 17.15 | 8200 | 8008.94
6 | 1.15 | 1.3 | 8200 | 8008.94 | 38 | 9.15 | 9.3 | 8200 | 8008.94 | 70 | 17.15 | 17.3 | 8200 | 8008.94
7 | 1.3 | 1.45 | 8200 | 8008.94 | 39 | 9.3 | 9.45 | 8200 | 8008.94 | 71 | 17.3 | 17.45 | 8200 | 8008.94
8 | 1.45 | 2 | 8200 | 8008.94 | 40 | 9.45 | 10 | 8200 | 8008.94 | 72 | 17.45 | 18 | 8200 | 8008.94
9 | 2 | 2.15 | 8200 | 8008.94 | 41 | 10 | 10.15 | 8200 | 8008.94 | 73 | 18 | 18.15 | 8200 | 8008.94
10 | 2.15 | 2.3 | 8200 | 8008.94 | 42 | 10.15 | 10.3 | 8200 | 8008.94 | 74 | 18.15 | 18.3 | 8200 | 8008.94
11 | 2.3 | 2.45 | 8200 | 8008.94 | 43 | 10.3 | 10.45 | 8200 | 8008.94 | 75 | 18.3 | 18.45 | 8200 | 8008.94
12 | 2.45 | 3 | 8200 | 8008.94 | 44 | 10.45 | 11 | 8200 | 8008.94 | 76 | 18.45 | 19 | 8200 | 8008.94
13 | 3 | 3.15 | 8200 | 8008.94 | 45 | 11 | 11.15 | 8200 | 8008.94 | 77 | 19 | 19.15 | 8200 | 8008.94
14 | 3.15 | 3.3 | 8200 | 8008.94 | 46 | 11.15 | 11.3 | 8200 | 8008.94 | 78 | 19.15 | 19.3 | 8200 | 8008.94
15 | 3.3 | 3.45 | 8200 | 8008.94 | 47 | 11.3 | 11.45 | 8200 | 8008.94 | 79 | 19.3 | 19.45 | 8200 | 8008.94
16 | 3.45 | 4 | 8200 | 8008.94 | 48 | 11.45 | 12 | 8200 | 8008.94 | 80 | 19.45 | 20 | 8200 | 8008.94
17 | 4 | 4.15 | 8200 | 8008.94 | 49 | 12 | 12.15 | 8200 | 8008.94 | 81 | 20 | 20.15 | 8200 | 8008.94
18 | 4.15 | 4.3 | 8200 | 8008.94 | 50 | 12.15 | 12.3 | 8200 | 8008.94 | 82 | 20.15 | 20.3 | 8200 | 8008.94
19 | 4.3 | 4.45 | 8200 | 8008.94 | 51 | 12.3 | 12.45 | 8200 | 8008.94 | 83 | 20.3 | 20.45 | 8200 | 8008.94
20 | 4.45 | 5 | 8200 | 8008.94 | 52 | 12.45 | 13 | 8200 | 8008.94 | 84 | 20.45 | 21 | 8200 | 8008.94
21 | 5 | 5.15 | 8200 | 8008.94 | 53 | 13 | 13.15 | 8200 | 8008.94 | 85 | 21 | 21.15 | 8200 | 8008.94
22 | 5.15 | 5.3 | 8200 | 8008.94 | 54 | 13.15 | 13.3 | 8200 | 8008.94 | 86 | 21.15 | 21.3 | 8200 | 8008.94
23 | 5.3 | 5.45 | 8200 | 8008.94 | 55 | 13.3 | 13.45 | 8200 | 8008.94 | 87 | 21.3 | 21.45 | 8200 | 8008.94
24 | 5.45 | 6 | 8200 | 8008.94 | 56 | 13.45 | 14 | 8200 | 8008.94 | 88 | 21.45 | 22 | 8200 | 8008.94
25 | 6 | 6.15 | 8200 | 8008.94 | 57 | 14 | 14.15 | 8200 | 8008.94 | 89 | 22 | 22.15 | 8200 | 8008.94
26 | 6.15 | 6.3 | 8200 | 8008.94 | 58 | 14.15 | 14.3 | 8200 | 8008.94 | 90 | 22.15 | 22.3 | 8200 | 8008.94
27 | 6.3 | 6.45 | 8200 | 8008.94 | 59 | 14.3 | 14.45 | 8200 | 8008.94 | 91 | 22.3 | 22.45 | 8200 | 8008.94
28 | 6.45 | 7 | 8200 | 8008.94 | 60 | 14.45 | 15 | 8200 | 8008.94 | 92 | 22.45 | 23 | 8200 | 8008.94
29 | 7 | 7.15 | 8200 | 8008.94 | 61 | 15 | 15.15 | 8200 | 8008.94 | 93 | 23 | 23.15 | 8200 | 8008.94
30 | 7.15 | 7.3 | 8200 | 8008.94 | 62 | 15.15 | 15.3 | 8200 | 8008.94 | 94 | 23.15 | 23.3 | 8200 | 8008.94
31 | 7.3 | 7.45 | 8200 | 8008.94 | 63 | 15.3 | 15.45 | 8200 | 8008.94 | 95 | 23.3 | 23.45 | 8200 | 8008.94
32 | 7.45 | 8 | 8200 | 8008.94 | 64 | 15.45 | 16 | 8200 | 8008.94 | 96 | 23.45 | 24 | 8200 | 8008.94
|  |  | 262400 | 256286.08 |  |  |  | 262400 | 256286.08 |  |  |  | 262400 | 256286.08
09.12.2021 | 0.1968 | 0.1922
Any other information to be provided:As per the customer requirement
The Above Schedule provided with the approval of SLDC and Short term Open access agreement for the month of DEC'21, Approval No TSSLDC/07/TPOA/2021-22 Dt: 27-08-2021
/ Scheduled Consumer/ OA Consumer

## 1012
APPENDIX - 1 (a)
Format for the Day-ahead Wheeling Schedule for each 15-minute time block of the day : 10.12.2021
To
TSTRANSCO Load Dispatch Centre
VIDYUT SOUDHA
HYDERABAD - 500 082
Fax No:040-23393616 / 66665136
Date 09.12.2021 | [12 empty] | Declared capacity for the day 10.12.2021
Name of the Generator : M/s Penna Cement Industries Ltd- Captive Power Plant | [12 empty] | Time block | Available Capacity
Address of the Generating Station:
M/s Penna Cement Industries Ltd- Captive Power Plant, | [12 empty] | 15 minutes | 8200 KW
Ganesh Pahad,
Damarcherla(Mandal),
Nalgonda(Dist).
Entry point voltage: |  | 132 KV
DISCOM : TSTRANSCO, HYDERABAD |  |  |  | NAME OF THE CONSUMER : Penna Cement Industries Ltd., (CONSUMER NO: VKB 1217(RRS 1217))
Tandur(V &M) , Vikarabad (Dist).
Load schedule as given below
Time Block | Time Hours |  | Allocated Capacity at Entry point (KW) | Net Capacity at Exit point (KW) | Time Block | Time Hours |  | Allocated Capacity at Entry point (KW) | Net Capacity at Exit point (KW) | Time Block | Time Hours |  | Allocated Capacity at Entry point (KW) | Net Capacity at Exit point (KW)
| From | To |  |  |  | From | To |  |  |  | From | To
1 | 0 | 0.15 | 8200 | 8008.94 | 33 | 8 | 8.15 | 8200 | 8008.94 | 65 | 16 | 16.15 | 8200 | 8008.94
2 | 0.15 | 0.3 | 8200 | 8008.94 | 34 | 8.15 | 8.3 | 8200 | 8008.94 | 66 | 16.15 | 16.3 | 8200 | 8008.94
3 | 0.3 | 0.45 | 8200 | 8008.94 | 35 | 8.3 | 8.45 | 8200 | 8008.94 | 67 | 16.3 | 16.45 | 8200 | 8008.94
4 | 0.45 | 1 | 8200 | 8008.94 | 36 | 8.45 | 9 | 8200 | 8008.94 | 68 | 16.45 | 17 | 8200 | 8008.94
5 | 1 | 1.15 | 8200 | 8008.94 | 37 | 9 | 9.15 | 8200 | 8008.94 | 69 | 17 | 17.15 | 8200 | 8008.94
6 | 1.15 | 1.3 | 8200 | 8008.94 | 38 | 9.15 | 9.3 | 8200 | 8008.94 | 70 | 17.15 | 17.3 | 8200 | 8008.94
7 | 1.3 | 1.45 | 8200 | 8008.94 | 39 | 9.3 | 9.45 | 8200 | 8008.94 | 71 | 17.3 | 17.45 | 8200 | 8008.94
8 | 1.45 | 2 | 8200 | 8008.94 | 40 | 9.45 | 10 | 8200 | 8008.94 | 72 | 17.45 | 18 | 8200 | 8008.94
9 | 2 | 2.15 | 8200 | 8008.94 | 41 | 10 | 10.15 | 8200 | 8008.94 | 73 | 18 | 18.15 | 8200 | 8008.94
10 | 2.15 | 2.3 | 8200 | 8008.94 | 42 | 10.15 | 10.3 | 8200 | 8008.94 | 74 | 18.15 | 18.3 | 8200 | 8008.94
11 | 2.3 | 2.45 | 8200 | 8008.94 | 43 | 10.3 | 10.45 | 8200 | 8008.94 | 75 | 18.3 | 18.45 | 8200 | 8008.94
12 | 2.45 | 3 | 8200 | 8008.94 | 44 | 10.45 | 11 | 8200 | 8008.94 | 76 | 18.45 | 19 | 8200 | 8008.94
13 | 3 | 3.15 | 8200 | 8008.94 | 45 | 11 | 11.15 | 8200 | 8008.94 | 77 | 19 | 19.15 | 8200 | 8008.94
14 | 3.15 | 3.3 | 8200 | 8008.94 | 46 | 11.15 | 11.3 | 8200 | 8008.94 | 78 | 19.15 | 19.3 | 8200 | 8008.94
15 | 3.3 | 3.45 | 8200 | 8008.94 | 47 | 11.3 | 11.45 | 8200 | 8008.94 | 79 | 19.3 | 19.45 | 8200 | 8008.94
16 | 3.45 | 4 | 8200 | 8008.94 | 48 | 11.45 | 12 | 8200 | 8008.94 | 80 | 19.45 | 20 | 8200 | 8008.94
17 | 4 | 4.15 | 8200 | 8008.94 | 49 | 12 | 12.15 | 8200 | 8008.94 | 81 | 20 | 20.15 | 8200 | 8008.94
18 | 4.15 | 4.3 | 8200 | 8008.94 | 50 | 12.15 | 12.3 | 8200 | 8008.94 | 82 | 20.15 | 20.3 | 8200 | 8008.94
19 | 4.3 | 4.45 | 8200 | 8008.94 | 51 | 12.3 | 12.45 | 8200 | 8008.94 | 83 | 20.3 | 20.45 | 8200 | 8008.94
20 | 4.45 | 5 | 8200 | 8008.94 | 52 | 12.45 | 13 | 8200 | 8008.94 | 84 | 20.45 | 21 | 8200 | 8008.94
21 | 5 | 5.15 | 8200 | 8008.94 | 53 | 13 | 13.15 | 8200 | 8008.94 | 85 | 21 | 21.15 | 8200 | 8008.94
22 | 5.15 | 5.3 | 8200 | 8008.94 | 54 | 13.15 | 13.3 | 8200 | 8008.94 | 86 | 21.15 | 21.3 | 8200 | 8008.94
23 | 5.3 | 5.45 | 8200 | 8008.94 | 55 | 13.3 | 13.45 | 8200 | 8008.94 | 87 | 21.3 | 21.45 | 8200 | 8008.94
24 | 5.45 | 6 | 8200 | 8008.94 | 56 | 13.45 | 14 | 8200 | 8008.94 | 88 | 21.45 | 22 | 8200 | 8008.94
25 | 6 | 6.15 | 8200 | 8008.94 | 57 | 14 | 14.15 | 8200 | 8008.94 | 89 | 22 | 22.15 | 8200 | 8008.94
26 | 6.15 | 6.3 | 8200 | 8008.94 | 58 | 14.15 | 14.3 | 8200 | 8008.94 | 90 | 22.15 | 22.3 | 8200 | 8008.94
27 | 6.3 | 6.45 | 8200 | 8008.94 | 59 | 14.3 | 14.45 | 8200 | 8008.94 | 91 | 22.3 | 22.45 | 8200 | 8008.94
28 | 6.45 | 7 | 8200 | 8008.94 | 60 | 14.45 | 15 | 8200 | 8008.94 | 92 | 22.45 | 23 | 8200 | 8008.94
29 | 7 | 7.15 | 8200 | 8008.94 | 61 | 15 | 15.15 | 8200 | 8008.94 | 93 | 23 | 23.15 | 8200 | 8008.94
30 | 7.15 | 7.3 | 8200 | 8008.94 | 62 | 15.15 | 15.3 | 8200 | 8008.94 | 94 | 23.15 | 23.3 | 8200 | 8008.94
31 | 7.3 | 7.45 | 8200 | 8008.94 | 63 | 15.3 | 15.45 | 8200 | 8008.94 | 95 | 23.3 | 23.45 | 8200 | 8008.94
32 | 7.45 | 8 | 8200 | 8008.94 | 64 | 15.45 | 16 | 8200 | 8008.94 | 96 | 23.45 | 24 | 8200 | 8008.94
|  |  | 262400 | 256286.08 |  |  |  | 262400 | 256286.08 |  |  |  | 262400 | 256286.08
10.12.2021 | 0.1968 | 0.1922
Any other information to be provided:As per the customer requirement
The Above Schedule provided with the approval of SLDC and Short term Open access agreement for the month of DEC'21, Approval No TSSLDC/07/TPOA/2021-22 Dt: 27-08-2021
/ Scheduled Consumer/ OA Consumer

## 1112
APPENDIX - 1 (a)
Format for the Day-ahead Wheeling Schedule for each 15-minute time block of the day : 11.12.2021
To
TSTRANSCO Load Dispatch Centre
VIDYUT SOUDHA
HYDERABAD - 500 082
Fax No:040-23393616 / 66665136
Date 10.12.2021 | [12 empty] | Declared capacity for the day 11.12.2021
Name of the Generator : M/s Penna Cement Industries Ltd- Captive Power Plant | [12 empty] | Time block | Available Capacity
Address of the Generating Station:
M/s Penna Cement Industries Ltd- Captive Power Plant, | [12 empty] | 15 minutes | 8200 KW
Ganesh Pahad,
Damarcherla(Mandal),
Nalgonda(Dist).
Entry point voltage: |  | 132 KV
DISCOM : TSTRANSCO, HYDERABAD |  |  |  | NAME OF THE CONSUMER : Penna Cement Industries Ltd., (CONSUMER NO: VKB 1217(RRS 1217))
Tandur(V &M) , Vikarabad (Dist).
Load schedule as given below
Time Block | Time Hours |  | Allocated Capacity at Entry point (KW) | Net Capacity at Exit point (KW) | Time Block | Time Hours |  | Allocated Capacity at Entry point (KW) | Net Capacity at Exit point (KW) | Time Block | Time Hours |  | Allocated Capacity at Entry point (KW) | Net Capacity at Exit point (KW)
| From | To |  |  |  | From | To |  |  |  | From | To
1 | 0 | 0.15 | 8200 | 8008.94 | 33 | 8 | 8.15 | 8200 | 8008.94 | 65 | 16 | 16.15 | 8200 | 8008.94
2 | 0.15 | 0.3 | 8200 | 8008.94 | 34 | 8.15 | 8.3 | 8200 | 8008.94 | 66 | 16.15 | 16.3 | 8200 | 8008.94
3 | 0.3 | 0.45 | 8200 | 8008.94 | 35 | 8.3 | 8.45 | 8200 | 8008.94 | 67 | 16.3 | 16.45 | 8200 | 8008.94
4 | 0.45 | 1 | 8200 | 8008.94 | 36 | 8.45 | 9 | 8200 | 8008.94 | 68 | 16.45 | 17 | 8200 | 8008.94
5 | 1 | 1.15 | 8200 | 8008.94 | 37 | 9 | 9.15 | 8200 | 8008.94 | 69 | 17 | 17.15 | 8200 | 8008.94
6 | 1.15 | 1.3 | 8200 | 8008.94 | 38 | 9.15 | 9.3 | 8200 | 8008.94 | 70 | 17.15 | 17.3 | 8200 | 8008.94
7 | 1.3 | 1.45 | 8200 | 8008.94 | 39 | 9.3 | 9.45 | 8200 | 8008.94 | 71 | 17.3 | 17.45 | 8200 | 8008.94
8 | 1.45 | 2 | 8200 | 8008.94 | 40 | 9.45 | 10 | 8200 | 8008.94 | 72 | 17.45 | 18 | 8200 | 8008.94
9 | 2 | 2.15 | 8200 | 8008.94 | 41 | 10 | 10.15 | 8200 | 8008.94 | 73 | 18 | 18.15 | 8200 | 8008.94
10 | 2.15 | 2.3 | 8200 | 8008.94 | 42 | 10.15 | 10.3 | 8200 | 8008.94 | 74 | 18.15 | 18.3 | 8200 | 8008.94
11 | 2.3 | 2.45 | 8200 | 8008.94 | 43 | 10.3 | 10.45 | 8200 | 8008.94 | 75 | 18.3 | 18.45 | 8200 | 8008.94
12 | 2.45 | 3 | 8200 | 8008.94 | 44 | 10.45 | 11 | 8200 | 8008.94 | 76 | 18.45 | 19 | 8200 | 8008.94
13 | 3 | 3.15 | 8200 | 8008.94 | 45 | 11 | 11.15 | 8200 | 8008.94 | 77 | 19 | 19.15 | 8200 | 8008.94
14 | 3.15 | 3.3 | 8200 | 8008.94 | 46 | 11.15 | 11.3 | 8200 | 8008.94 | 78 | 19.15 | 19.3 | 8200 | 8008.94
15 | 3.3 | 3.45 | 8200 | 8008.94 | 47 | 11.3 | 11.45 | 8200 | 8008.94 | 79 | 19.3 | 19.45 | 8200 | 8008.94
16 | 3.45 | 4 | 8200 | 8008.94 | 48 | 11.45 | 12 | 8200 | 8008.94 | 80 | 19.45 | 20 | 8200 | 8008.94
17 | 4 | 4.15 | 8200 | 8008.94 | 49 | 12 | 12.15 | 8200 | 8008.94 | 81 | 20 | 20.15 | 8200 | 8008.94
18 | 4.15 | 4.3 | 8200 | 8008.94 | 50 | 12.15 | 12.3 | 8200 | 8008.94 | 82 | 20.15 | 20.3 | 8200 | 8008.94
19 | 4.3 | 4.45 | 8200 | 8008.94 | 51 | 12.3 | 12.45 | 8200 | 8008.94 | 83 | 20.3 | 20.45 | 8200 | 8008.94
20 | 4.45 | 5 | 8200 | 8008.94 | 52 | 12.45 | 13 | 8200 | 8008.94 | 84 | 20.45 | 21 | 8200 | 8008.94
21 | 5 | 5.15 | 8200 | 8008.94 | 53 | 13 | 13.15 | 8200 | 8008.94 | 85 | 21 | 21.15 | 8200 | 8008.94
22 | 5.15 | 5.3 | 8200 | 8008.94 | 54 | 13.15 | 13.3 | 8200 | 8008.94 | 86 | 21.15 | 21.3 | 8200 | 8008.94
23 | 5.3 | 5.45 | 8200 | 8008.94 | 55 | 13.3 | 13.45 | 8200 | 8008.94 | 87 | 21.3 | 21.45 | 8200 | 8008.94
24 | 5.45 | 6 | 8200 | 8008.94 | 56 | 13.45 | 14 | 8200 | 8008.94 | 88 | 21.45 | 22 | 8200 | 8008.94
25 | 6 | 6.15 | 8200 | 8008.94 | 57 | 14 | 14.15 | 8200 | 8008.94 | 89 | 22 | 22.15 | 8200 | 8008.94
26 | 6.15 | 6.3 | 8200 | 8008.94 | 58 | 14.15 | 14.3 | 8200 | 8008.94 | 90 | 22.15 | 22.3 | 8200 | 8008.94
27 | 6.3 | 6.45 | 8200 | 8008.94 | 59 | 14.3 | 14.45 | 8200 | 8008.94 | 91 | 22.3 | 22.45 | 8200 | 8008.94
28 | 6.45 | 7 | 8200 | 8008.94 | 60 | 14.45 | 15 | 8200 | 8008.94 | 92 | 22.45 | 23 | 8200 | 8008.94
29 | 7 | 7.15 | 8200 | 8008.94 | 61 | 15 | 15.15 | 8200 | 8008.94 | 93 | 23 | 23.15 | 8200 | 8008.94
30 | 7.15 | 7.3 | 8200 | 8008.94 | 62 | 15.15 | 15.3 | 8200 | 8008.94 | 94 | 23.15 | 23.3 | 8200 | 8008.94
31 | 7.3 | 7.45 | 8200 | 8008.94 | 63 | 15.3 | 15.45 | 8200 | 8008.94 | 95 | 23.3 | 23.45 | 8200 | 8008.94
32 | 7.45 | 8 | 8200 | 8008.94 | 64 | 15.45 | 16 | 8200 | 8008.94 | 96 | 23.45 | 24 | 8200 | 8008.94
|  |  | 262400 | 256286.08 |  |  |  | 262400 | 256286.08 |  |  |  | 262400 | 256286.08
11.12.2021 | 0.1968 | 0.1922
Any other information to be provided:As per the customer requirement
The Above Schedule provided with the approval of SLDC and Short term Open access agreement for the month of DEC'21, Approval No TSSLDC/07/TPOA/2021-22 Dt: 27-08-2021
/ Scheduled Consumer/ OA Consumer

## 1212
APPENDIX - 1 (a)
Format for the Day-ahead Wheeling Schedule for each 15-minute time block of the day : 12.12.2021
To
TSTRANSCO Load Dispatch Centre
VIDYUT SOUDHA
HYDERABAD - 500 082
Fax No:040-23393616 / 66665136
Date 11.12.2021 | [12 empty] | Declared capacity for the day 12.12.2021
Name of the Generator : M/s Penna Cement Industries Ltd- Captive Power Plant | [12 empty] | Time block | Available Capacity
Address of the Generating Station:
M/s Penna Cement Industries Ltd- Captive Power Plant, | [12 empty] | 15 minutes | 8200 KW
Ganesh Pahad,
Damarcherla(Mandal),
Nalgonda(Dist).
Entry point voltage: |  | 132 KV
DISCOM : TSTRANSCO, HYDERABAD |  |  |  | NAME OF THE CONSUMER : Penna Cement Industries Ltd., (CONSUMER NO: VKB 1217(RRS 1217))
Tandur(V &M) , Vikarabad (Dist).
Load schedule as given below
Time Block | Time Hours |  | Allocated Capacity at Entry point (KW) | Net Capacity at Exit point (KW) | Time Block | Time Hours |  | Allocated Capacity at Entry point (KW) | Net Capacity at Exit point (KW) | Time Block | Time Hours |  | Allocated Capacity at Entry point (KW) | Net Capacity at Exit point (KW)
| From | To |  |  |  | From | To |  |  |  | From | To
1 | 0 | 0.15 | 8200 | 8008.94 | 33 | 8 | 8.15 | 8200 | 8008.94 | 65 | 16 | 16.15 | 8200 | 8008.94
2 | 0.15 | 0.3 | 8200 | 8008.94 | 34 | 8.15 | 8.3 | 8200 | 8008.94 | 66 | 16.15 | 16.3 | 8200 | 8008.94
3 | 0.3 | 0.45 | 8200 | 8008.94 | 35 | 8.3 | 8.45 | 8200 | 8008.94 | 67 | 16.3 | 16.45 | 8200 | 8008.94
4 | 0.45 | 1 | 8200 | 8008.94 | 36 | 8.45 | 9 | 8200 | 8008.94 | 68 | 16.45 | 17 | 8200 | 8008.94
5 | 1 | 1.15 | 8200 | 8008.94 | 37 | 9 | 9.15 | 8200 | 8008.94 | 69 | 17 | 17.15 | 8200 | 8008.94
6 | 1.15 | 1.3 | 8200 | 8008.94 | 38 | 9.15 | 9.3 | 8200 | 8008.94 | 70 | 17.15 | 17.3 | 8200 | 8008.94
7 | 1.3 | 1.45 | 8200 | 8008.94 | 39 | 9.3 | 9.45 | 8200 | 8008.94 | 71 | 17.3 | 17.45 | 8200 | 8008.94
8 | 1.45 | 2 | 8200 | 8008.94 | 40 | 9.45 | 10 | 8200 | 8008.94 | 72 | 17.45 | 18 | 8200 | 8008.94
9 | 2 | 2.15 | 8200 | 8008.94 | 41 | 10 | 10.15 | 8200 | 8008.94 | 73 | 18 | 18.15 | 8200 | 8008.94
10 | 2.15 | 2.3 | 8200 | 8008.94 | 42 | 10.15 | 10.3 | 8200 | 8008.94 | 74 | 18.15 | 18.3 | 8200 | 8008.94
11 | 2.3 | 2.45 | 8200 | 8008.94 | 43 | 10.3 | 10.45 | 8200 | 8008.94 | 75 | 18.3 | 18.45 | 8200 | 8008.94
12 | 2.45 | 3 | 8200 | 8008.94 | 44 | 10.45 | 11 | 8200 | 8008.94 | 76 | 18.45 | 19 | 8200 | 8008.94
13 | 3 | 3.15 | 8200 | 8008.94 | 45 | 11 | 11.15 | 8200 | 8008.94 | 77 | 19 | 19.15 | 8200 | 8008.94
14 | 3.15 | 3.3 | 8200 | 8008.94 | 46 | 11.15 | 11.3 | 8200 | 8008.94 | 78 | 19.15 | 19.3 | 8200 | 8008.94
15 | 3.3 | 3.45 | 8200 | 8008.94 | 47 | 11.3 | 11.45 | 8200 | 8008.94 | 79 | 19.3 | 19.45 | 8200 | 8008.94
16 | 3.45 | 4 | 8200 | 8008.94 | 48 | 11.45 | 12 | 8200 | 8008.94 | 80 | 19.45 | 20 | 8200 | 8008.94
17 | 4 | 4.15 | 8200 | 8008.94 | 49 | 12 | 12.15 | 8200 | 8008.94 | 81 | 20 | 20.15 | 8200 | 8008.94
18 | 4.15 | 4.3 | 8200 | 8008.94 | 50 | 12.15 | 12.3 | 8200 | 8008.94 | 82 | 20.15 | 20.3 | 8200 | 8008.94
19 | 4.3 | 4.45 | 8200 | 8008.94 | 51 | 12.3 | 12.45 | 8200 | 8008.94 | 83 | 20.3 | 20.45 | 8200 | 8008.94
20 | 4.45 | 5 | 8200 | 8008.94 | 52 | 12.45 | 13 | 8200 | 8008.94 | 84 | 20.45 | 21 | 8200 | 8008.94
21 | 5 | 5.15 | 8200 | 8008.94 | 53 | 13 | 13.15 | 8200 | 8008.94 | 85 | 21 | 21.15 | 8200 | 8008.94
22 | 5.15 | 5.3 | 8200 | 8008.94 | 54 | 13.15 | 13.3 | 8200 | 8008.94 | 86 | 21.15 | 21.3 | 8200 | 8008.94
23 | 5.3 | 5.45 | 8200 | 8008.94 | 55 | 13.3 | 13.45 | 8200 | 8008.94 | 87 | 21.3 | 21.45 | 8200 | 8008.94
24 | 5.45 | 6 | 8200 | 8008.94 | 56 | 13.45 | 14 | 8200 | 8008.94 | 88 | 21.45 | 22 | 8200 | 8008.94
25 | 6 | 6.15 | 8200 | 8008.94 | 57 | 14 | 14.15 | 8200 | 8008.94 | 89 | 22 | 22.15 | 8200 | 8008.94
26 | 6.15 | 6.3 | 8200 | 8008.94 | 58 | 14.15 | 14.3 | 8200 | 8008.94 | 90 | 22.15 | 22.3 | 8200 | 8008.94
27 | 6.3 | 6.45 | 8200 | 8008.94 | 59 | 14.3 | 14.45 | 8200 | 8008.94 | 91 | 22.3 | 22.45 | 8200 | 8008.94
28 | 6.45 | 7 | 8200 | 8008.94 | 60 | 14.45 | 15 | 8200 | 8008.94 | 92 | 22.45 | 23 | 8200 | 8008.94
29 | 7 | 7.15 | 8200 | 8008.94 | 61 | 15 | 15.15 | 8200 | 8008.94 | 93 | 23 | 23.15 | 8200 | 8008.94
30 | 7.15 | 7.3 | 8200 | 8008.94 | 62 | 15.15 | 15.3 | 8200 | 8008.94 | 94 | 23.15 | 23.3 | 8200 | 8008.94
31 | 7.3 | 7.45 | 8200 | 8008.94 | 63 | 15.3 | 15.45 | 8200 | 8008.94 | 95 | 23.3 | 23.45 | 8200 | 8008.94
32 | 7.45 | 8 | 8200 | 8008.94 | 64 | 15.45 | 16 | 8200 | 8008.94 | 96 | 23.45 | 24 | 8200 | 8008.94
|  |  | 262400 | 256286.08 |  |  |  | 262400 | 256286.08 |  |  |  | 262400 | 256286.08
12.12.2021 | 0.1968 | 0.1922
Any other information to be provided:As per the customer requirement
The Above Schedule provided with the approval of SLDC and Short term Open access agreement for the month of DEC'21, Approval No TSSLDC/07/TPOA/2021-22 Dt: 27-08-2021
/ Scheduled Consumer/ OA Consumer

## 1312
APPENDIX - 1 (a)
Format for the Day-ahead Wheeling Schedule for each 15-minute time block of the day : 13.12.2021
To
TSTRANSCO Load Dispatch Centre
VIDYUT SOUDHA
HYDERABAD - 500 082
Fax No:040-23393616 / 66665136
Date 12.12.2021 | [12 empty] | Declared capacity for the day 13.12.2021
Name of the Generator : M/s Penna Cement Industries Ltd- Captive Power Plant | [12 empty] | Time block | Available Capacity
Address of the Generating Station:
M/s Penna Cement Industries Ltd- Captive Power Plant, | [12 empty] | 15 minutes | 8200 KW
Ganesh Pahad,
Damarcherla(Mandal),
Nalgonda(Dist).
Entry point voltage: |  | 132 KV
DISCOM : TSTRANSCO, HYDERABAD |  |  |  | NAME OF THE CONSUMER : Penna Cement Industries Ltd., (CONSUMER NO: VKB 1217(RRS 1217))
Tandur(V &M) , Vikarabad (Dist).
Load schedule as given below
Time Block | Time Hours |  | Allocated Capacity at Entry point (KW) | Net Capacity at Exit point (KW) | Time Block | Time Hours |  | Allocated Capacity at Entry point (KW) | Net Capacity at Exit point (KW) | Time Block | Time Hours |  | Allocated Capacity at Entry point (KW) | Net Capacity at Exit point (KW)
| From | To |  |  |  | From | To |  |  |  | From | To
1 | 0 | 0.15 | 8200 | 8008.94 | 33 | 8 | 8.15 | 8200 | 8008.94 | 65 | 16 | 16.15 | 8200 | 8008.94
2 | 0.15 | 0.3 | 8200 | 8008.94 | 34 | 8.15 | 8.3 | 8200 | 8008.94 | 66 | 16.15 | 16.3 | 8200 | 8008.94
3 | 0.3 | 0.45 | 8200 | 8008.94 | 35 | 8.3 | 8.45 | 8200 | 8008.94 | 67 | 16.3 | 16.45 | 8200 | 8008.94
4 | 0.45 | 1 | 8200 | 8008.94 | 36 | 8.45 | 9 | 8200 | 8008.94 | 68 | 16.45 | 17 | 8200 | 8008.94
5 | 1 | 1.15 | 8200 | 8008.94 | 37 | 9 | 9.15 | 8200 | 8008.94 | 69 | 17 | 17.15 | 8200 | 8008.94
6 | 1.15 | 1.3 | 8200 | 8008.94 | 38 | 9.15 | 9.3 | 8200 | 8008.94 | 70 | 17.15 | 17.3 | 8200 | 8008.94
7 | 1.3 | 1.45 | 8200 | 8008.94 | 39 | 9.3 | 9.45 | 8200 | 8008.94 | 71 | 17.3 | 17.45 | 8200 | 8008.94
8 | 1.45 | 2 | 8200 | 8008.94 | 40 | 9.45 | 10 | 8200 | 8008.94 | 72 | 17.45 | 18 | 8200 | 8008.94
9 | 2 | 2.15 | 8200 | 8008.94 | 41 | 10 | 10.15 | 8200 | 8008.94 | 73 | 18 | 18.15 | 8200 | 8008.94
10 | 2.15 | 2.3 | 8200 | 8008.94 | 42 | 10.15 | 10.3 | 8200 | 8008.94 | 74 | 18.15 | 18.3 | 8200 | 8008.94
11 | 2.3 | 2.45 | 8200 | 8008.94 | 43 | 10.3 | 10.45 | 8200 | 8008.94 | 75 | 18.3 | 18.45 | 8200 | 8008.94
12 | 2.45 | 3 | 8200 | 8008.94 | 44 | 10.45 | 11 | 8200 | 8008.94 | 76 | 18.45 | 19 | 8200 | 8008.94
13 | 3 | 3.15 | 8200 | 8008.94 | 45 | 11 | 11.15 | 8200 | 8008.94 | 77 | 19 | 19.15 | 8200 | 8008.94
14 | 3.15 | 3.3 | 8200 | 8008.94 | 46 | 11.15 | 11.3 | 8200 | 8008.94 | 78 | 19.15 | 19.3 | 8200 | 8008.94
15 | 3.3 | 3.45 | 8200 | 8008.94 | 47 | 11.3 | 11.45 | 8200 | 8008.94 | 79 | 19.3 | 19.45 | 8200 | 8008.94
16 | 3.45 | 4 | 8200 | 8008.94 | 48 | 11.45 | 12 | 8200 | 8008.94 | 80 | 19.45 | 20 | 8200 | 8008.94
17 | 4 | 4.15 | 8200 | 8008.94 | 49 | 12 | 12.15 | 8200 | 8008.94 | 81 | 20 | 20.15 | 8200 | 8008.94
18 | 4.15 | 4.3 | 8200 | 8008.94 | 50 | 12.15 | 12.3 | 8200 | 8008.94 | 82 | 20.15 | 20.3 | 8200 | 8008.94
19 | 4.3 | 4.45 | 8200 | 8008.94 | 51 | 12.3 | 12.45 | 8200 | 8008.94 | 83 | 20.3 | 20.45 | 8200 | 8008.94
20 | 4.45 | 5 | 8200 | 8008.94 | 52 | 12.45 | 13 | 8200 | 8008.94 | 84 | 20.45 | 21 | 8200 | 8008.94
21 | 5 | 5.15 | 8200 | 8008.94 | 53 | 13 | 13.15 | 8200 | 8008.94 | 85 | 21 | 21.15 | 8200 | 8008.94
22 | 5.15 | 5.3 | 8200 | 8008.94 | 54 | 13.15 | 13.3 | 8200 | 8008.94 | 86 | 21.15 | 21.3 | 8200 | 8008.94
23 | 5.3 | 5.45 | 8200 | 8008.94 | 55 | 13.3 | 13.45 | 8200 | 8008.94 | 87 | 21.3 | 21.45 | 8200 | 8008.94
24 | 5.45 | 6 | 8200 | 8008.94 | 56 | 13.45 | 14 | 8200 | 8008.94 | 88 | 21.45 | 22 | 8200 | 8008.94
25 | 6 | 6.15 | 8200 | 8008.94 | 57 | 14 | 14.15 | 8200 | 8008.94 | 89 | 22 | 22.15 | 8200 | 8008.94
26 | 6.15 | 6.3 | 8200 | 8008.94 | 58 | 14.15 | 14.3 | 8200 | 8008.94 | 90 | 22.15 | 22.3 | 8200 | 8008.94
27 | 6.3 | 6.45 | 8200 | 8008.94 | 59 | 14.3 | 14.45 | 8200 | 8008.94 | 91 | 22.3 | 22.45 | 8200 | 8008.94
28 | 6.45 | 7 | 8200 | 8008.94 | 60 | 14.45 | 15 | 8200 | 8008.94 | 92 | 22.45 | 23 | 8200 | 8008.94
29 | 7 | 7.15 | 8200 | 8008.94 | 61 | 15 | 15.15 | 8200 | 8008.94 | 93 | 23 | 23.15 | 8200 | 8008.94
30 | 7.15 | 7.3 | 8200 | 8008.94 | 62 | 15.15 | 15.3 | 8200 | 8008.94 | 94 | 23.15 | 23.3 | 8200 | 8008.94
31 | 7.3 | 7.45 | 8200 | 8008.94 | 63 | 15.3 | 15.45 | 8200 | 8008.94 | 95 | 23.3 | 23.45 | 8200 | 8008.94
32 | 7.45 | 8 | 8200 | 8008.94 | 64 | 15.45 | 16 | 8200 | 8008.94 | 96 | 23.45 | 24 | 8200 | 8008.94
|  |  | 262400 | 256286.08 |  |  |  | 262400 | 256286.08 |  |  |  | 262400 | 256286.08
13.12.2021 | 0.1968 | 0.1922
Any other information to be provided:As per the customer requirement
The Above Schedule provided with the approval of SLDC and Short term Open access agreement for the month of DEC'21, Approval No TSSLDC/07/TPOA/2021-22 Dt: 27-08-2021
/ Scheduled Consumer/ OA Consumer

## 1412
APPENDIX - 1 (a)
Format for the Day-ahead Wheeling Schedule for each 15-minute time block of the day : 14.12.2021
To
TSTRANSCO Load Dispatch Centre
VIDYUT SOUDHA
HYDERABAD - 500 082
Fax No:040-23393616 / 66665136
Date 13.12.2021 | [12 empty] | Declared capacity for the day 14.12.2021
Name of the Generator : M/s Penna Cement Industries Ltd- Captive Power Plant | [12 empty] | Time block | Available Capacity
Address of the Generating Station:
M/s Penna Cement Industries Ltd- Captive Power Plant, | [12 empty] | 15 minutes | 8200 KW
Ganesh Pahad,
Damarcherla(Mandal),
Nalgonda(Dist).
Entry point voltage: |  | 132 KV
DISCOM : TSTRANSCO, HYDERABAD |  |  |  | NAME OF THE CONSUMER : Penna Cement Industries Ltd., (CONSUMER NO: VKB 1217(RRS 1217))
Tandur(V &M) , Vikarabad (Dist).
Load schedule as given below
Time Block | Time Hours |  | Allocated Capacity at Entry point (KW) | Net Capacity at Exit point (KW) | Time Block | Time Hours |  | Allocated Capacity at Entry point (KW) | Net Capacity at Exit point (KW) | Time Block | Time Hours |  | Allocated Capacity at Entry point (KW) | Net Capacity at Exit point (KW)
| From | To |  |  |  | From | To |  |  |  | From | To
1 | 0 | 0.15 | 8200 | 8008.94 | 33 | 8 | 8.15 | 8200 | 8008.94 | 65 | 16 | 16.15 | 8200 | 8008.94
2 | 0.15 | 0.3 | 8200 | 8008.94 | 34 | 8.15 | 8.3 | 8200 | 8008.94 | 66 | 16.15 | 16.3 | 8200 | 8008.94
3 | 0.3 | 0.45 | 8200 | 8008.94 | 35 | 8.3 | 8.45 | 8200 | 8008.94 | 67 | 16.3 | 16.45 | 8200 | 8008.94
4 | 0.45 | 1 | 8200 | 8008.94 | 36 | 8.45 | 9 | 8200 | 8008.94 | 68 | 16.45 | 17 | 8200 | 8008.94
5 | 1 | 1.15 | 8200 | 8008.94 | 37 | 9 | 9.15 | 8200 | 8008.94 | 69 | 17 | 17.15 | 8200 | 8008.94
6 | 1.15 | 1.3 | 8200 | 8008.94 | 38 | 9.15 | 9.3 | 8200 | 8008.94 | 70 | 17.15 | 17.3 | 8200 | 8008.94
7 | 1.3 | 1.45 | 8200 | 8008.94 | 39 | 9.3 | 9.45 | 8200 | 8008.94 | 71 | 17.3 | 17.45 | 8200 | 8008.94
8 | 1.45 | 2 | 8200 | 8008.94 | 40 | 9.45 | 10 | 8200 | 8008.94 | 72 | 17.45 | 18 | 8200 | 8008.94
9 | 2 | 2.15 | 8200 | 8008.94 | 41 | 10 | 10.15 | 8200 | 8008.94 | 73 | 18 | 18.15 | 8200 | 8008.94
10 | 2.15 | 2.3 | 8200 | 8008.94 | 42 | 10.15 | 10.3 | 8200 | 8008.94 | 74 | 18.15 | 18.3 | 8200 | 8008.94
11 | 2.3 | 2.45 | 8200 | 8008.94 | 43 | 10.3 | 10.45 | 8200 | 8008.94 | 75 | 18.3 | 18.45 | 8200 | 8008.94
12 | 2.45 | 3 | 8200 | 8008.94 | 44 | 10.45 | 11 | 8200 | 8008.94 | 76 | 18.45 | 19 | 8200 | 8008.94
13 | 3 | 3.15 | 8200 | 8008.94 | 45 | 11 | 11.15 | 8200 | 8008.94 | 77 | 19 | 19.15 | 8200 | 8008.94
14 | 3.15 | 3.3 | 8200 | 8008.94 | 46 | 11.15 | 11.3 | 8200 | 8008.94 | 78 | 19.15 | 19.3 | 8200 | 8008.94
15 | 3.3 | 3.45 | 8200 | 8008.94 | 47 | 11.3 | 11.45 | 8200 | 8008.94 | 79 | 19.3 | 19.45 | 8200 | 8008.94
16 | 3.45 | 4 | 8200 | 8008.94 | 48 | 11.45 | 12 | 8200 | 8008.94 | 80 | 19.45 | 20 | 8200 | 8008.94
17 | 4 | 4.15 | 8200 | 8008.94 | 49 | 12 | 12.15 | 8200 | 8008.94 | 81 | 20 | 20.15 | 8200 | 8008.94
18 | 4.15 | 4.3 | 8200 | 8008.94 | 50 | 12.15 | 12.3 | 8200 | 8008.94 | 82 | 20.15 | 20.3 | 8200 | 8008.94
19 | 4.3 | 4.45 | 8200 | 8008.94 | 51 | 12.3 | 12.45 | 8200 | 8008.94 | 83 | 20.3 | 20.45 | 8200 | 8008.94
20 | 4.45 | 5 | 8200 | 8008.94 | 52 | 12.45 | 13 | 8200 | 8008.94 | 84 | 20.45 | 21 | 8200 | 8008.94
21 | 5 | 5.15 | 8200 | 8008.94 | 53 | 13 | 13.15 | 8200 | 8008.94 | 85 | 21 | 21.15 | 8200 | 8008.94
22 | 5.15 | 5.3 | 8200 | 8008.94 | 54 | 13.15 | 13.3 | 8200 | 8008.94 | 86 | 21.15 | 21.3 | 8200 | 8008.94
23 | 5.3 | 5.45 | 8200 | 8008.94 | 55 | 13.3 | 13.45 | 8200 | 8008.94 | 87 | 21.3 | 21.45 | 8200 | 8008.94
24 | 5.45 | 6 | 8200 | 8008.94 | 56 | 13.45 | 14 | 8200 | 8008.94 | 88 | 21.45 | 22 | 8200 | 8008.94
25 | 6 | 6.15 | 8200 | 8008.94 | 57 | 14 | 14.15 | 8200 | 8008.94 | 89 | 22 | 22.15 | 8200 | 8008.94
26 | 6.15 | 6.3 | 8200 | 8008.94 | 58 | 14.15 | 14.3 | 8200 | 8008.94 | 90 | 22.15 | 22.3 | 8200 | 8008.94
27 | 6.3 | 6.45 | 8200 | 8008.94 | 59 | 14.3 | 14.45 | 8200 | 8008.94 | 91 | 22.3 | 22.45 | 8200 | 8008.94
28 | 6.45 | 7 | 8200 | 8008.94 | 60 | 14.45 | 15 | 8200 | 8008.94 | 92 | 22.45 | 23 | 8200 | 8008.94
29 | 7 | 7.15 | 8200 | 8008.94 | 61 | 15 | 15.15 | 8200 | 8008.94 | 93 | 23 | 23.15 | 8200 | 8008.94
30 | 7.15 | 7.3 | 8200 | 8008.94 | 62 | 15.15 | 15.3 | 8200 | 8008.94 | 94 | 23.15 | 23.3 | 8200 | 8008.94
31 | 7.3 | 7.45 | 8200 | 8008.94 | 63 | 15.3 | 15.45 | 8200 | 8008.94 | 95 | 23.3 | 23.45 | 8200 | 8008.94
32 | 7.45 | 8 | 8200 | 8008.94 | 64 | 15.45 | 16 | 8200 | 8008.94 | 96 | 23.45 | 24 | 8200 | 8008.94
|  |  | 262400 | 256286.08 |  |  |  | 262400 | 256286.08 |  |  |  | 262400 | 256286.08
14.12.2021 | 0.1968 | 0.1922
Any other information to be provided:As per the customer requirement
The Above Schedule provided with the approval of SLDC and Short term Open access agreement for the month of DEC'21, Approval No TSSLDC/07/TPOA/2021-22 Dt: 27-08-2021
/ Scheduled Consumer/ OA Consumer

## 1512
APPENDIX - 1 (a)
Format for the Day-ahead Wheeling Schedule for each 15-minute time block of the day : 15.12.2021
To
TSTRANSCO Load Dispatch Centre
VIDYUT SOUDHA
HYDERABAD - 500 082
Fax No:040-23393616 / 66665136
Date 14.12.2021 | [12 empty] | Declared capacity for the day 15.12.2021
Name of the Generator : M/s Penna Cement Industries Ltd- Captive Power Plant | [12 empty] | Time block | Available Capacity
Address of the Generating Station:
M/s Penna Cement Industries Ltd- Captive Power Plant, | [12 empty] | 15 minutes | 8200 KW
Ganesh Pahad,
Damarcherla(Mandal),
Nalgonda(Dist).
Entry point voltage: |  | 132 KV
DISCOM : TSTRANSCO, HYDERABAD |  |  |  | NAME OF THE CONSUMER : Penna Cement Industries Ltd., (CONSUMER NO: VKB 1217(RRS 1217))
Tandur(V &M) , Vikarabad (Dist).
Load schedule as given below
Time Block | Time Hours |  | Allocated Capacity at Entry point (KW) | Net Capacity at Exit point (KW) | Time Block | Time Hours |  | Allocated Capacity at Entry point (KW) | Net Capacity at Exit point (KW) | Time Block | Time Hours |  | Allocated Capacity at Entry point (KW) | Net Capacity at Exit point (KW)
| From | To |  |  |  | From | To |  |  |  | From | To
1 | 0 | 0.15 | 8200 | 8008.94 | 33 | 8 | 8.15 | 8200 | 8008.94 | 65 | 16 | 16.15 | 8200 | 8008.94
2 | 0.15 | 0.3 | 8200 | 8008.94 | 34 | 8.15 | 8.3 | 8200 | 8008.94 | 66 | 16.15 | 16.3 | 8200 | 8008.94
3 | 0.3 | 0.45 | 8200 | 8008.94 | 35 | 8.3 | 8.45 | 8200 | 8008.94 | 67 | 16.3 | 16.45 | 8200 | 8008.94
4 | 0.45 | 1 | 8200 | 8008.94 | 36 | 8.45 | 9 | 8200 | 8008.94 | 68 | 16.45 | 17 | 8200 | 8008.94
5 | 1 | 1.15 | 8200 | 8008.94 | 37 | 9 | 9.15 | 8200 | 8008.94 | 69 | 17 | 17.15 | 8200 | 8008.94
6 | 1.15 | 1.3 | 8200 | 8008.94 | 38 | 9.15 | 9.3 | 8200 | 8008.94 | 70 | 17.15 | 17.3 | 8200 | 8008.94
7 | 1.3 | 1.45 | 8200 | 8008.94 | 39 | 9.3 | 9.45 | 8200 | 8008.94 | 71 | 17.3 | 17.45 | 8200 | 8008.94
8 | 1.45 | 2 | 8200 | 8008.94 | 40 | 9.45 | 10 | 8200 | 8008.94 | 72 | 17.45 | 18 | 8200 | 8008.94
9 | 2 | 2.15 | 8200 | 8008.94 | 41 | 10 | 10.15 | 8200 | 8008.94 | 73 | 18 | 18.15 | 8200 | 8008.94
10 | 2.15 | 2.3 | 8200 | 8008.94 | 42 | 10.15 | 10.3 | 8200 | 8008.94 | 74 | 18.15 | 18.3 | 8200 | 8008.94
11 | 2.3 | 2.45 | 8200 | 8008.94 | 43 | 10.3 | 10.45 | 8200 | 8008.94 | 75 | 18.3 | 18.45 | 8200 | 8008.94
12 | 2.45 | 3 | 8200 | 8008.94 | 44 | 10.45 | 11 | 8200 | 8008.94 | 76 | 18.45 | 19 | 8200 | 8008.94
13 | 3 | 3.15 | 8200 | 8008.94 | 45 | 11 | 11.15 | 8200 | 8008.94 | 77 | 19 | 19.15 | 8200 | 8008.94
14 | 3.15 | 3.3 | 8200 | 8008.94 | 46 | 11.15 | 11.3 | 8200 | 8008.94 | 78 | 19.15 | 19.3 | 8200 | 8008.94
15 | 3.3 | 3.45 | 8200 | 8008.94 | 47 | 11.3 | 11.45 | 8200 | 8008.94 | 79 | 19.3 | 19.45 | 8200 | 8008.94
16 | 3.45 | 4 | 8200 | 8008.94 | 48 | 11.45 | 12 | 8200 | 8008.94 | 80 | 19.45 | 20 | 8200 | 8008.94
17 | 4 | 4.15 | 8200 | 8008.94 | 49 | 12 | 12.15 | 8200 | 8008.94 | 81 | 20 | 20.15 | 8200 | 8008.94
18 | 4.15 | 4.3 | 8200 | 8008.94 | 50 | 12.15 | 12.3 | 8200 | 8008.94 | 82 | 20.15 | 20.3 | 8200 | 8008.94
19 | 4.3 | 4.45 | 8200 | 8008.94 | 51 | 12.3 | 12.45 | 8200 | 8008.94 | 83 | 20.3 | 20.45 | 8200 | 8008.94
20 | 4.45 | 5 | 8200 | 8008.94 | 52 | 12.45 | 13 | 8200 | 8008.94 | 84 | 20.45 | 21 | 8200 | 8008.94
21 | 5 | 5.15 | 8200 | 8008.94 | 53 | 13 | 13.15 | 8200 | 8008.94 | 85 | 21 | 21.15 | 8200 | 8008.94
22 | 5.15 | 5.3 | 8200 | 8008.94 | 54 | 13.15 | 13.3 | 8200 | 8008.94 | 86 | 21.15 | 21.3 | 8200 | 8008.94
23 | 5.3 | 5.45 | 8200 | 8008.94 | 55 | 13.3 | 13.45 | 8200 | 8008.94 | 87 | 21.3 | 21.45 | 8200 | 8008.94
24 | 5.45 | 6 | 8200 | 8008.94 | 56 | 13.45 | 14 | 8200 | 8008.94 | 88 | 21.45 | 22 | 8200 | 8008.94
25 | 6 | 6.15 | 8200 | 8008.94 | 57 | 14 | 14.15 | 8200 | 8008.94 | 89 | 22 | 22.15 | 8200 | 8008.94
26 | 6.15 | 6.3 | 8200 | 8008.94 | 58 | 14.15 | 14.3 | 8200 | 8008.94 | 90 | 22.15 | 22.3 | 8200 | 8008.94
27 | 6.3 | 6.45 | 8200 | 8008.94 | 59 | 14.3 | 14.45 | 8200 | 8008.94 | 91 | 22.3 | 22.45 | 8200 | 8008.94
28 | 6.45 | 7 | 8200 | 8008.94 | 60 | 14.45 | 15 | 8200 | 8008.94 | 92 | 22.45 | 23 | 8200 | 8008.94
29 | 7 | 7.15 | 8200 | 8008.94 | 61 | 15 | 15.15 | 8200 | 8008.94 | 93 | 23 | 23.15 | 8200 | 8008.94
30 | 7.15 | 7.3 | 8200 | 8008.94 | 62 | 15.15 | 15.3 | 8200 | 8008.94 | 94 | 23.15 | 23.3 | 8200 | 8008.94
31 | 7.3 | 7.45 | 8200 | 8008.94 | 63 | 15.3 | 15.45 | 8200 | 8008.94 | 95 | 23.3 | 23.45 | 8200 | 8008.94
32 | 7.45 | 8 | 8200 | 8008.94 | 64 | 15.45 | 16 | 8200 | 8008.94 | 96 | 23.45 | 24 | 8200 | 8008.94
|  |  | 262400 | 256286.08 |  |  |  | 262400 | 256286.08 |  |  |  | 262400 | 256286.08
15.12.2021 | 0.1968 | 0.1922
Any other information to be provided:As per the customer requirement
The Above Schedule provided with the approval of SLDC and Short term Open access agreement for the month of DEC'21, Approval No TSSLDC/07/TPOA/2021-22 Dt: 27-08-2021
/ Scheduled Consumer/ OA Consumer

## 1612
APPENDIX - 1 (a)
Format for the Day-ahead Wheeling Schedule for each 15-minute time block of the day : 16.12.2021
To
TSTRANSCO Load Dispatch Centre
VIDYUT SOUDHA
HYDERABAD - 500 082
Fax No:040-23393616 / 66665136
Date 15.12.2021 | [12 empty] | Declared capacity for the day 16.12.2021
Name of the Generator : M/s Penna Cement Industries Ltd- Captive Power Plant | [12 empty] | Time block | Available Capacity
Address of the Generating Station:
M/s Penna Cement Industries Ltd- Captive Power Plant, | [12 empty] | 15 minutes | 8200 KW
Ganesh Pahad,
Damarcherla(Mandal),
Nalgonda(Dist).
Entry point voltage: |  | 132 KV
DISCOM : TSTRANSCO, HYDERABAD |  |  |  | NAME OF THE CONSUMER : Penna Cement Industries Ltd., (CONSUMER NO: VKB 1217(RRS 1217))
Tandur(V &M) , Vikarabad (Dist).
Load schedule as given below
Time Block | Time Hours |  | Allocated Capacity at Entry point (KW) | Net Capacity at Exit point (KW) | Time Block | Time Hours |  | Allocated Capacity at Entry point (KW) | Net Capacity at Exit point (KW) | Time Block | Time Hours |  | Allocated Capacity at Entry point (KW) | Net Capacity at Exit point (KW)
| From | To |  |  |  | From | To |  |  |  | From | To
1 | 0 | 0.15 | 8200 | 8008.94 | 33 | 8 | 8.15 | 8200 | 8008.94 | 65 | 16 | 16.15 | 8200 | 8008.94
2 | 0.15 | 0.3 | 8200 | 8008.94 | 34 | 8.15 | 8.3 | 8200 | 8008.94 | 66 | 16.15 | 16.3 | 8200 | 8008.94
3 | 0.3 | 0.45 | 8200 | 8008.94 | 35 | 8.3 | 8.45 | 8200 | 8008.94 | 67 | 16.3 | 16.45 | 8200 | 8008.94
4 | 0.45 | 1 | 8200 | 8008.94 | 36 | 8.45 | 9 | 8200 | 8008.94 | 68 | 16.45 | 17 | 8200 | 8008.94
5 | 1 | 1.15 | 8200 | 8008.94 | 37 | 9 | 9.15 | 8200 | 8008.94 | 69 | 17 | 17.15 | 8200 | 8008.94
6 | 1.15 | 1.3 | 8200 | 8008.94 | 38 | 9.15 | 9.3 | 8200 | 8008.94 | 70 | 17.15 | 17.3 | 8200 | 8008.94
7 | 1.3 | 1.45 | 8200 | 8008.94 | 39 | 9.3 | 9.45 | 8200 | 8008.94 | 71 | 17.3 | 17.45 | 8200 | 8008.94
8 | 1.45 | 2 | 8200 | 8008.94 | 40 | 9.45 | 10 | 8200 | 8008.94 | 72 | 17.45 | 18 | 8200 | 8008.94
9 | 2 | 2.15 | 8200 | 8008.94 | 41 | 10 | 10.15 | 8200 | 8008.94 | 73 | 18 | 18.15 | 8200 | 8008.94
10 | 2.15 | 2.3 | 8200 | 8008.94 | 42 | 10.15 | 10.3 | 8200 | 8008.94 | 74 | 18.15 | 18.3 | 8200 | 8008.94
11 | 2.3 | 2.45 | 8200 | 8008.94 | 43 | 10.3 | 10.45 | 8200 | 8008.94 | 75 | 18.3 | 18.45 | 8200 | 8008.94
12 | 2.45 | 3 | 8200 | 8008.94 | 44 | 10.45 | 11 | 8200 | 8008.94 | 76 | 18.45 | 19 | 8200 | 8008.94
13 | 3 | 3.15 | 8200 | 8008.94 | 45 | 11 | 11.15 | 8200 | 8008.94 | 77 | 19 | 19.15 | 8200 | 8008.94
14 | 3.15 | 3.3 | 8200 | 8008.94 | 46 | 11.15 | 11.3 | 8200 | 8008.94 | 78 | 19.15 | 19.3 | 8200 | 8008.94
15 | 3.3 | 3.45 | 8200 | 8008.94 | 47 | 11.3 | 11.45 | 8200 | 8008.94 | 79 | 19.3 | 19.45 | 8200 | 8008.94
16 | 3.45 | 4 | 8200 | 8008.94 | 48 | 11.45 | 12 | 8200 | 8008.94 | 80 | 19.45 | 20 | 8200 | 8008.94
17 | 4 | 4.15 | 8200 | 8008.94 | 49 | 12 | 12.15 | 8200 | 8008.94 | 81 | 20 | 20.15 | 8200 | 8008.94
18 | 4.15 | 4.3 | 8200 | 8008.94 | 50 | 12.15 | 12.3 | 8200 | 8008.94 | 82 | 20.15 | 20.3 | 8200 | 8008.94
19 | 4.3 | 4.45 | 8200 | 8008.94 | 51 | 12.3 | 12.45 | 8200 | 8008.94 | 83 | 20.3 | 20.45 | 8200 | 8008.94
20 | 4.45 | 5 | 8200 | 8008.94 | 52 | 12.45 | 13 | 8200 | 8008.94 | 84 | 20.45 | 21 | 8200 | 8008.94
21 | 5 | 5.15 | 8200 | 8008.94 | 53 | 13 | 13.15 | 8200 | 8008.94 | 85 | 21 | 21.15 | 8200 | 8008.94
22 | 5.15 | 5.3 | 8200 | 8008.94 | 54 | 13.15 | 13.3 | 8200 | 8008.94 | 86 | 21.15 | 21.3 | 8200 | 8008.94
23 | 5.3 | 5.45 | 8200 | 8008.94 | 55 | 13.3 | 13.45 | 8200 | 8008.94 | 87 | 21.3 | 21.45 | 8200 | 8008.94
24 | 5.45 | 6 | 8200 | 8008.94 | 56 | 13.45 | 14 | 8200 | 8008.94 | 88 | 21.45 | 22 | 8200 | 8008.94
25 | 6 | 6.15 | 8200 | 8008.94 | 57 | 14 | 14.15 | 8200 | 8008.94 | 89 | 22 | 22.15 | 8200 | 8008.94
26 | 6.15 | 6.3 | 8200 | 8008.94 | 58 | 14.15 | 14.3 | 8200 | 8008.94 | 90 | 22.15 | 22.3 | 8200 | 8008.94
27 | 6.3 | 6.45 | 8200 | 8008.94 | 59 | 14.3 | 14.45 | 8200 | 8008.94 | 91 | 22.3 | 22.45 | 8200 | 8008.94
28 | 6.45 | 7 | 8200 | 8008.94 | 60 | 14.45 | 15 | 8200 | 8008.94 | 92 | 22.45 | 23 | 8200 | 8008.94
29 | 7 | 7.15 | 8200 | 8008.94 | 61 | 15 | 15.15 | 8200 | 8008.94 | 93 | 23 | 23.15 | 8200 | 8008.94
30 | 7.15 | 7.3 | 8200 | 8008.94 | 62 | 15.15 | 15.3 | 8200 | 8008.94 | 94 | 23.15 | 23.3 | 8200 | 8008.94
31 | 7.3 | 7.45 | 8200 | 8008.94 | 63 | 15.3 | 15.45 | 8200 | 8008.94 | 95 | 23.3 | 23.45 | 8200 | 8008.94
32 | 7.45 | 8 | 8200 | 8008.94 | 64 | 15.45 | 16 | 8200 | 8008.94 | 96 | 23.45 | 24 | 8200 | 8008.94
|  |  | 262400 | 256286.08 |  |  |  | 262400 | 256286.08 |  |  |  | 262400 | 256286.08
16.12.2021 | 0.1968 | 0.1922
Any other information to be provided:As per the customer requirement
The Above Schedule provided with the approval of SLDC and Short term Open access agreement for the month of DEC'21, Approval No TSSLDC/07/TPOA/2021-22 Dt: 27-08-2021
/ Scheduled Consumer/ OA Consumer

## 1712
APPENDIX - 1 (a)
Format for the Day-ahead Wheeling Schedule for each 15-minute time block of the day : 17.12.2021
To
TSTRANSCO Load Dispatch Centre
VIDYUT SOUDHA
HYDERABAD - 500 082
Fax No:040-23393616 / 66665136
Date 16.12.2021 | [12 empty] | Declared capacity for the day 17.12.2021
Name of the Generator : M/s Penna Cement Industries Ltd- Captive Power Plant | [12 empty] | Time block | Available Capacity
Address of the Generating Station:
M/s Penna Cement Industries Ltd- Captive Power Plant, | [12 empty] | 15 minutes | 8200 KW
Ganesh Pahad,
Damarcherla(Mandal),
Nalgonda(Dist).
Entry point voltage: |  | 132 KV
DISCOM : TSTRANSCO, HYDERABAD |  |  |  | NAME OF THE CONSUMER : Penna Cement Industries Ltd., (CONSUMER NO: VKB 1217(RRS 1217))
Tandur(V &M) , Vikarabad (Dist).
Load schedule as given below
Time Block | Time Hours |  | Allocated Capacity at Entry point (KW) | Net Capacity at Exit point (KW) | Time Block | Time Hours |  | Allocated Capacity at Entry point (KW) | Net Capacity at Exit point (KW) | Time Block | Time Hours |  | Allocated Capacity at Entry point (KW) | Net Capacity at Exit point (KW)
| From | To |  |  |  | From | To |  |  |  | From | To
1 | 0 | 0.15 | 8200 | 8008.94 | 33 | 8 | 8.15 | 8200 | 8008.94 | 65 | 16 | 16.15 | 8200 | 8008.94
2 | 0.15 | 0.3 | 8200 | 8008.94 | 34 | 8.15 | 8.3 | 8200 | 8008.94 | 66 | 16.15 | 16.3 | 8200 | 8008.94
3 | 0.3 | 0.45 | 8200 | 8008.94 | 35 | 8.3 | 8.45 | 8200 | 8008.94 | 67 | 16.3 | 16.45 | 8200 | 8008.94
4 | 0.45 | 1 | 8200 | 8008.94 | 36 | 8.45 | 9 | 8200 | 8008.94 | 68 | 16.45 | 17 | 8200 | 8008.94
5 | 1 | 1.15 | 8200 | 8008.94 | 37 | 9 | 9.15 | 8200 | 8008.94 | 69 | 17 | 17.15 | 8200 | 8008.94
6 | 1.15 | 1.3 | 8200 | 8008.94 | 38 | 9.15 | 9.3 | 8200 | 8008.94 | 70 | 17.15 | 17.3 | 8200 | 8008.94
7 | 1.3 | 1.45 | 8200 | 8008.94 | 39 | 9.3 | 9.45 | 8200 | 8008.94 | 71 | 17.3 | 17.45 | 8200 | 8008.94
8 | 1.45 | 2 | 8200 | 8008.94 | 40 | 9.45 | 10 | 8200 | 8008.94 | 72 | 17.45 | 18 | 8200 | 8008.94
9 | 2 | 2.15 | 8200 | 8008.94 | 41 | 10 | 10.15 | 8200 | 8008.94 | 73 | 18 | 18.15 | 8200 | 8008.94
10 | 2.15 | 2.3 | 8200 | 8008.94 | 42 | 10.15 | 10.3 | 8200 | 8008.94 | 74 | 18.15 | 18.3 | 8200 | 8008.94
11 | 2.3 | 2.45 | 8200 | 8008.94 | 43 | 10.3 | 10.45 | 8200 | 8008.94 | 75 | 18.3 | 18.45 | 8200 | 8008.94
12 | 2.45 | 3 | 8200 | 8008.94 | 44 | 10.45 | 11 | 8200 | 8008.94 | 76 | 18.45 | 19 | 8200 | 8008.94
13 | 3 | 3.15 | 8200 | 8008.94 | 45 | 11 | 11.15 | 8200 | 8008.94 | 77 | 19 | 19.15 | 8200 | 8008.94
14 | 3.15 | 3.3 | 8200 | 8008.94 | 46 | 11.15 | 11.3 | 8200 | 8008.94 | 78 | 19.15 | 19.3 | 8200 | 8008.94
15 | 3.3 | 3.45 | 8200 | 8008.94 | 47 | 11.3 | 11.45 | 8200 | 8008.94 | 79 | 19.3 | 19.45 | 8200 | 8008.94
16 | 3.45 | 4 | 8200 | 8008.94 | 48 | 11.45 | 12 | 8200 | 8008.94 | 80 | 19.45 | 20 | 8200 | 8008.94
17 | 4 | 4.15 | 8200 | 8008.94 | 49 | 12 | 12.15 | 8200 | 8008.94 | 81 | 20 | 20.15 | 8200 | 8008.94
18 | 4.15 | 4.3 | 8200 | 8008.94 | 50 | 12.15 | 12.3 | 8200 | 8008.94 | 82 | 20.15 | 20.3 | 8200 | 8008.94
19 | 4.3 | 4.45 | 8200 | 8008.94 | 51 | 12.3 | 12.45 | 8200 | 8008.94 | 83 | 20.3 | 20.45 | 8200 | 8008.94
20 | 4.45 | 5 | 8200 | 8008.94 | 52 | 12.45 | 13 | 8200 | 8008.94 | 84 | 20.45 | 21 | 8200 | 8008.94
21 | 5 | 5.15 | 8200 | 8008.94 | 53 | 13 | 13.15 | 8200 | 8008.94 | 85 | 21 | 21.15 | 8200 | 8008.94
22 | 5.15 | 5.3 | 8200 | 8008.94 | 54 | 13.15 | 13.3 | 8200 | 8008.94 | 86 | 21.15 | 21.3 | 8200 | 8008.94
23 | 5.3 | 5.45 | 8200 | 8008.94 | 55 | 13.3 | 13.45 | 8200 | 8008.94 | 87 | 21.3 | 21.45 | 8200 | 8008.94
24 | 5.45 | 6 | 8200 | 8008.94 | 56 | 13.45 | 14 | 8200 | 8008.94 | 88 | 21.45 | 22 | 8200 | 8008.94
25 | 6 | 6.15 | 8200 | 8008.94 | 57 | 14 | 14.15 | 8200 | 8008.94 | 89 | 22 | 22.15 | 8200 | 8008.94
26 | 6.15 | 6.3 | 8200 | 8008.94 | 58 | 14.15 | 14.3 | 8200 | 8008.94 | 90 | 22.15 | 22.3 | 8200 | 8008.94
27 | 6.3 | 6.45 | 8200 | 8008.94 | 59 | 14.3 | 14.45 | 8200 | 8008.94 | 91 | 22.3 | 22.45 | 8200 | 8008.94
28 | 6.45 | 7 | 8200 | 8008.94 | 60 | 14.45 | 15 | 8200 | 8008.94 | 92 | 22.45 | 23 | 8200 | 8008.94
29 | 7 | 7.15 | 8200 | 8008.94 | 61 | 15 | 15.15 | 8200 | 8008.94 | 93 | 23 | 23.15 | 8200 | 8008.94
30 | 7.15 | 7.3 | 8200 | 8008.94 | 62 | 15.15 | 15.3 | 8200 | 8008.94 | 94 | 23.15 | 23.3 | 8200 | 8008.94
31 | 7.3 | 7.45 | 8200 | 8008.94 | 63 | 15.3 | 15.45 | 8200 | 8008.94 | 95 | 23.3 | 23.45 | 8200 | 8008.94
32 | 7.45 | 8 | 8200 | 8008.94 | 64 | 15.45 | 16 | 8200 | 8008.94 | 96 | 23.45 | 24 | 8200 | 8008.94
|  |  | 262400 | 256286.08 |  |  |  | 262400 | 256286.08 |  |  |  | 262400 | 256286.08
17.12.2021 | 0.1968 | 0.1922
Any other information to be provided:As per the customer requirement
The Above Schedule provided with the approval of SLDC and Short term Open access agreement for the month of DEC'21, Approval No TSSLDC/07/TPOA/2021-22 Dt: 27-08-2021
/ Scheduled Consumer/ OA Consumer

## 1812
APPENDIX - 1 (a)
Format for the Day-ahead Wheeling Schedule for each 15-minute time block of the day : 18.12.2021
To
TSTRANSCO Load Dispatch Centre
VIDYUT SOUDHA
HYDERABAD - 500 082
Fax No:040-23393616 / 66665136
Date 17.12.2021 | [12 empty] | Declared capacity for the day 18.12.2021
Name of the Generator : M/s Penna Cement Industries Ltd- Captive Power Plant | [12 empty] | Time block | Available Capacity
Address of the Generating Station:
M/s Penna Cement Industries Ltd- Captive Power Plant, | [12 empty] | 15 minutes | 8200 KW
Ganesh Pahad,
Damarcherla(Mandal),
Nalgonda(Dist).
Entry point voltage: |  | 132 KV
DISCOM : TSTRANSCO, HYDERABAD |  |  |  | NAME OF THE CONSUMER : Penna Cement Industries Ltd., (CONSUMER NO: VKB 1217(RRS 1217))
Tandur(V &M) , Vikarabad (Dist).
Load schedule as given below
Time Block | Time Hours |  | Allocated Capacity at Entry point (KW) | Net Capacity at Exit point (KW) | Time Block | Time Hours |  | Allocated Capacity at Entry point (KW) | Net Capacity at Exit point (KW) | Time Block | Time Hours |  | Allocated Capacity at Entry point (KW) | Net Capacity at Exit point (KW)
| From | To |  |  |  | From | To |  |  |  | From | To
1 | 0 | 0.15 | 8200 | 8008.94 | 33 | 8 | 8.15 | 8200 | 8008.94 | 65 | 16 | 16.15 | 8200 | 8008.94
2 | 0.15 | 0.3 | 8200 | 8008.94 | 34 | 8.15 | 8.3 | 8200 | 8008.94 | 66 | 16.15 | 16.3 | 8200 | 8008.94
3 | 0.3 | 0.45 | 8200 | 8008.94 | 35 | 8.3 | 8.45 | 8200 | 8008.94 | 67 | 16.3 | 16.45 | 8200 | 8008.94
4 | 0.45 | 1 | 8200 | 8008.94 | 36 | 8.45 | 9 | 8200 | 8008.94 | 68 | 16.45 | 17 | 8200 | 8008.94
5 | 1 | 1.15 | 8200 | 8008.94 | 37 | 9 | 9.15 | 8200 | 8008.94 | 69 | 17 | 17.15 | 8200 | 8008.94
6 | 1.15 | 1.3 | 8200 | 8008.94 | 38 | 9.15 | 9.3 | 8200 | 8008.94 | 70 | 17.15 | 17.3 | 8200 | 8008.94
7 | 1.3 | 1.45 | 8200 | 8008.94 | 39 | 9.3 | 9.45 | 8200 | 8008.94 | 71 | 17.3 | 17.45 | 8200 | 8008.94
8 | 1.45 | 2 | 8200 | 8008.94 | 40 | 9.45 | 10 | 8200 | 8008.94 | 72 | 17.45 | 18 | 8200 | 8008.94
9 | 2 | 2.15 | 8200 | 8008.94 | 41 | 10 | 10.15 | 8200 | 8008.94 | 73 | 18 | 18.15 | 8200 | 8008.94
10 | 2.15 | 2.3 | 8200 | 8008.94 | 42 | 10.15 | 10.3 | 8200 | 8008.94 | 74 | 18.15 | 18.3 | 8200 | 8008.94
11 | 2.3 | 2.45 | 8200 | 8008.94 | 43 | 10.3 | 10.45 | 8200 | 8008.94 | 75 | 18.3 | 18.45 | 8200 | 8008.94
12 | 2.45 | 3 | 8200 | 8008.94 | 44 | 10.45 | 11 | 8200 | 8008.94 | 76 | 18.45 | 19 | 8200 | 8008.94
13 | 3 | 3.15 | 8200 | 8008.94 | 45 | 11 | 11.15 | 8200 | 8008.94 | 77 | 19 | 19.15 | 8200 | 8008.94
14 | 3.15 | 3.3 | 8200 | 8008.94 | 46 | 11.15 | 11.3 | 8200 | 8008.94 | 78 | 19.15 | 19.3 | 8200 | 8008.94
15 | 3.3 | 3.45 | 8200 | 8008.94 | 47 | 11.3 | 11.45 | 8200 | 8008.94 | 79 | 19.3 | 19.45 | 8200 | 8008.94
16 | 3.45 | 4 | 8200 | 8008.94 | 48 | 11.45 | 12 | 8200 | 8008.94 | 80 | 19.45 | 20 | 8200 | 8008.94
17 | 4 | 4.15 | 8200 | 8008.94 | 49 | 12 | 12.15 | 8200 | 8008.94 | 81 | 20 | 20.15 | 8200 | 8008.94
18 | 4.15 | 4.3 | 8200 | 8008.94 | 50 | 12.15 | 12.3 | 8200 | 8008.94 | 82 | 20.15 | 20.3 | 8200 | 8008.94
19 | 4.3 | 4.45 | 8200 | 8008.94 | 51 | 12.3 | 12.45 | 8200 | 8008.94 | 83 | 20.3 | 20.45 | 8200 | 8008.94
20 | 4.45 | 5 | 8200 | 8008.94 | 52 | 12.45 | 13 | 8200 | 8008.94 | 84 | 20.45 | 21 | 8200 | 8008.94
21 | 5 | 5.15 | 8200 | 8008.94 | 53 | 13 | 13.15 | 8200 | 8008.94 | 85 | 21 | 21.15 | 8200 | 8008.94
22 | 5.15 | 5.3 | 8200 | 8008.94 | 54 | 13.15 | 13.3 | 8200 | 8008.94 | 86 | 21.15 | 21.3 | 8200 | 8008.94
23 | 5.3 | 5.45 | 8200 | 8008.94 | 55 | 13.3 | 13.45 | 8200 | 8008.94 | 87 | 21.3 | 21.45 | 8200 | 8008.94
24 | 5.45 | 6 | 8200 | 8008.94 | 56 | 13.45 | 14 | 8200 | 8008.94 | 88 | 21.45 | 22 | 8200 | 8008.94
25 | 6 | 6.15 | 8200 | 8008.94 | 57 | 14 | 14.15 | 8200 | 8008.94 | 89 | 22 | 22.15 | 8200 | 8008.94
26 | 6.15 | 6.3 | 8200 | 8008.94 | 58 | 14.15 | 14.3 | 8200 | 8008.94 | 90 | 22.15 | 22.3 | 8200 | 8008.94
27 | 6.3 | 6.45 | 8200 | 8008.94 | 59 | 14.3 | 14.45 | 8200 | 8008.94 | 91 | 22.3 | 22.45 | 8200 | 8008.94
28 | 6.45 | 7 | 8200 | 8008.94 | 60 | 14.45 | 15 | 8200 | 8008.94 | 92 | 22.45 | 23 | 8200 | 8008.94
29 | 7 | 7.15 | 8200 | 8008.94 | 61 | 15 | 15.15 | 8200 | 8008.94 | 93 | 23 | 23.15 | 8200 | 8008.94
30 | 7.15 | 7.3 | 8200 | 8008.94 | 62 | 15.15 | 15.3 | 8200 | 8008.94 | 94 | 23.15 | 23.3 | 8200 | 8008.94
31 | 7.3 | 7.45 | 8200 | 8008.94 | 63 | 15.3 | 15.45 | 8200 | 8008.94 | 95 | 23.3 | 23.45 | 8200 | 8008.94
32 | 7.45 | 8 | 8200 | 8008.94 | 64 | 15.45 | 16 | 8200 | 8008.94 | 96 | 23.45 | 24 | 8200 | 8008.94
|  |  | 262400 | 256286.08 |  |  |  | 262400 | 256286.08 |  |  |  | 262400 | 256286.08
18.12.2021 | 0.1968 | 0.1922
Any other information to be provided:As per the customer requirement
The Above Schedule provided with the approval of SLDC and Short term Open access agreement for the month of DEC'21, Approval No TSSLDC/07/TPOA/2021-22 Dt: 27-08-2021
/ Scheduled Consumer/ OA Consumer

## 1912
APPENDIX - 1 (a)
Format for the Day-ahead Wheeling Schedule for each 15-minute time block of the day : 19.12.2021
To
TSTRANSCO Load Dispatch Centre
VIDYUT SOUDHA
HYDERABAD - 500 082
Fax No:040-23393616 / 66665136
Date 18.12.2021 | [12 empty] | Declared capacity for the day 19.12.2021
Name of the Generator : M/s Penna Cement Industries Ltd- Captive Power Plant | [12 empty] | Time block | Available Capacity
Address of the Generating Station:
M/s Penna Cement Industries Ltd- Captive Power Plant, | [12 empty] | 15 minutes | 8200 KW
Ganesh Pahad,
Damarcherla(Mandal),
Nalgonda(Dist).
Entry point voltage: |  | 132 KV
DISCOM : TSTRANSCO, HYDERABAD |  |  |  | NAME OF THE CONSUMER : Penna Cement Industries Ltd., (CONSUMER NO: VKB 1217(RRS 1217))
Tandur(V &M) , Vikarabad (Dist).
Load schedule as given below
Time Block | Time Hours |  | Allocated Capacity at Entry point (KW) | Net Capacity at Exit point (KW) | Time Block | Time Hours |  | Allocated Capacity at Entry point (KW) | Net Capacity at Exit point (KW) | Time Block | Time Hours |  | Allocated Capacity at Entry point (KW) | Net Capacity at Exit point (KW)
| From | To |  |  |  | From | To |  |  |  | From | To
1 | 0 | 0.15 | 8200 | 8008.94 | 33 | 8 | 8.15 | 8200 | 8008.94 | 65 | 16 | 16.15 | 8200 | 8008.94
2 | 0.15 | 0.3 | 8200 | 8008.94 | 34 | 8.15 | 8.3 | 8200 | 8008.94 | 66 | 16.15 | 16.3 | 8200 | 8008.94
3 | 0.3 | 0.45 | 8200 | 8008.94 | 35 | 8.3 | 8.45 | 8200 | 8008.94 | 67 | 16.3 | 16.45 | 8200 | 8008.94
4 | 0.45 | 1 | 8200 | 8008.94 | 36 | 8.45 | 9 | 8200 | 8008.94 | 68 | 16.45 | 17 | 8200 | 8008.94
5 | 1 | 1.15 | 8200 | 8008.94 | 37 | 9 | 9.15 | 8200 | 8008.94 | 69 | 17 | 17.15 | 8200 | 8008.94
6 | 1.15 | 1.3 | 8200 | 8008.94 | 38 | 9.15 | 9.3 | 8200 | 8008.94 | 70 | 17.15 | 17.3 | 8200 | 8008.94
7 | 1.3 | 1.45 | 8200 | 8008.94 | 39 | 9.3 | 9.45 | 8200 | 8008.94 | 71 | 17.3 | 17.45 | 8200 | 8008.94
8 | 1.45 | 2 | 8200 | 8008.94 | 40 | 9.45 | 10 | 8200 | 8008.94 | 72 | 17.45 | 18 | 8200 | 8008.94
9 | 2 | 2.15 | 8200 | 8008.94 | 41 | 10 | 10.15 | 8200 | 8008.94 | 73 | 18 | 18.15 | 8200 | 8008.94
10 | 2.15 | 2.3 | 8200 | 8008.94 | 42 | 10.15 | 10.3 | 8200 | 8008.94 | 74 | 18.15 | 18.3 | 8200 | 8008.94
11 | 2.3 | 2.45 | 8200 | 8008.94 | 43 | 10.3 | 10.45 | 8200 | 8008.94 | 75 | 18.3 | 18.45 | 8200 | 8008.94
12 | 2.45 | 3 | 8200 | 8008.94 | 44 | 10.45 | 11 | 8200 | 8008.94 | 76 | 18.45 | 19 | 8200 | 8008.94
13 | 3 | 3.15 | 8200 | 8008.94 | 45 | 11 | 11.15 | 8200 | 8008.94 | 77 | 19 | 19.15 | 8200 | 8008.94
14 | 3.15 | 3.3 | 8200 | 8008.94 | 46 | 11.15 | 11.3 | 8200 | 8008.94 | 78 | 19.15 | 19.3 | 8200 | 8008.94
15 | 3.3 | 3.45 | 8200 | 8008.94 | 47 | 11.3 | 11.45 | 8200 | 8008.94 | 79 | 19.3 | 19.45 | 8200 | 8008.94
16 | 3.45 | 4 | 8200 | 8008.94 | 48 | 11.45 | 12 | 8200 | 8008.94 | 80 | 19.45 | 20 | 8200 | 8008.94
17 | 4 | 4.15 | 8200 | 8008.94 | 49 | 12 | 12.15 | 8200 | 8008.94 | 81 | 20 | 20.15 | 8200 | 8008.94
18 | 4.15 | 4.3 | 8200 | 8008.94 | 50 | 12.15 | 12.3 | 8200 | 8008.94 | 82 | 20.15 | 20.3 | 8200 | 8008.94
19 | 4.3 | 4.45 | 8200 | 8008.94 | 51 | 12.3 | 12.45 | 8200 | 8008.94 | 83 | 20.3 | 20.45 | 8200 | 8008.94
20 | 4.45 | 5 | 8200 | 8008.94 | 52 | 12.45 | 13 | 8200 | 8008.94 | 84 | 20.45 | 21 | 8200 | 8008.94
21 | 5 | 5.15 | 8200 | 8008.94 | 53 | 13 | 13.15 | 8200 | 8008.94 | 85 | 21 | 21.15 | 8200 | 8008.94
22 | 5.15 | 5.3 | 8200 | 8008.94 | 54 | 13.15 | 13.3 | 8200 | 8008.94 | 86 | 21.15 | 21.3 | 8200 | 8008.94
23 | 5.3 | 5.45 | 8200 | 8008.94 | 55 | 13.3 | 13.45 | 8200 | 8008.94 | 87 | 21.3 | 21.45 | 8200 | 8008.94
24 | 5.45 | 6 | 8200 | 8008.94 | 56 | 13.45 | 14 | 8200 | 8008.94 | 88 | 21.45 | 22 | 8200 | 8008.94
25 | 6 | 6.15 | 8200 | 8008.94 | 57 | 14 | 14.15 | 8200 | 8008.94 | 89 | 22 | 22.15 | 8200 | 8008.94
26 | 6.15 | 6.3 | 8200 | 8008.94 | 58 | 14.15 | 14.3 | 8200 | 8008.94 | 90 | 22.15 | 22.3 | 8200 | 8008.94
27 | 6.3 | 6.45 | 8200 | 8008.94 | 59 | 14.3 | 14.45 | 8200 | 8008.94 | 91 | 22.3 | 22.45 | 8200 | 8008.94
28 | 6.45 | 7 | 8200 | 8008.94 | 60 | 14.45 | 15 | 8200 | 8008.94 | 92 | 22.45 | 23 | 8200 | 8008.94
29 | 7 | 7.15 | 8200 | 8008.94 | 61 | 15 | 15.15 | 8200 | 8008.94 | 93 | 23 | 23.15 | 8200 | 8008.94
30 | 7.15 | 7.3 | 8200 | 8008.94 | 62 | 15.15 | 15.3 | 8200 | 8008.94 | 94 | 23.15 | 23.3 | 8200 | 8008.94
31 | 7.3 | 7.45 | 8200 | 8008.94 | 63 | 15.3 | 15.45 | 8200 | 8008.94 | 95 | 23.3 | 23.45 | 8200 | 8008.94
32 | 7.45 | 8 | 8200 | 8008.94 | 64 | 15.45 | 16 | 8200 | 8008.94 | 96 | 23.45 | 24 | 8200 | 8008.94
|  |  | 262400 | 256286.08 |  |  |  | 262400 | 256286.08 |  |  |  | 262400 | 256286.08
19.12.2021 | 0.1968 | 0.1922
Any other information to be provided:As per the customer requirement
The Above Schedule provided with the approval of SLDC and Short term Open access agreement for the month of DEC'21, Approval No TSSLDC/07/TPOA/2021-22 Dt: 27-08-2021
/ Scheduled Consumer/ OA Consumer

## 2012
APPENDIX - 1 (a)
Format for the Day-ahead Wheeling Schedule for each 15-minute time block of the day : 20.12.2021
To
TSTRANSCO Load Dispatch Centre
VIDYUT SOUDHA
HYDERABAD - 500 082
Fax No:040-23393616 / 66665136
Date 19.12.2021 | [12 empty] | Declared capacity for the day 20.12.2021
Name of the Generator : M/s Penna Cement Industries Ltd- Captive Power Plant | [12 empty] | Time block | Available Capacity
Address of the Generating Station:
M/s Penna Cement Industries Ltd- Captive Power Plant, | [12 empty] | 15 minutes | 8200 KW
Ganesh Pahad,
Damarcherla(Mandal),
Nalgonda(Dist).
Entry point voltage: |  | 132 KV
DISCOM : TSTRANSCO, HYDERABAD |  |  |  | NAME OF THE CONSUMER : Penna Cement Industries Ltd., (CONSUMER NO: VKB 1217(RRS 1217))
Tandur(V &M) , Vikarabad (Dist).
Load schedule as given below
Time Block | Time Hours |  | Allocated Capacity at Entry point (KW) | Net Capacity at Exit point (KW) | Time Block | Time Hours |  | Allocated Capacity at Entry point (KW) | Net Capacity at Exit point (KW) | Time Block | Time Hours |  | Allocated Capacity at Entry point (KW) | Net Capacity at Exit point (KW)
| From | To |  |  |  | From | To |  |  |  | From | To
1 | 0 | 0.15 | 8200 | 8008.94 | 33 | 8 | 8.15 | 8200 | 8008.94 | 65 | 16 | 16.15 | 8200 | 8008.94
2 | 0.15 | 0.3 | 8200 | 8008.94 | 34 | 8.15 | 8.3 | 8200 | 8008.94 | 66 | 16.15 | 16.3 | 8200 | 8008.94
3 | 0.3 | 0.45 | 8200 | 8008.94 | 35 | 8.3 | 8.45 | 8200 | 8008.94 | 67 | 16.3 | 16.45 | 8200 | 8008.94
4 | 0.45 | 1 | 8200 | 8008.94 | 36 | 8.45 | 9 | 8200 | 8008.94 | 68 | 16.45 | 17 | 8200 | 8008.94
5 | 1 | 1.15 | 8200 | 8008.94 | 37 | 9 | 9.15 | 8200 | 8008.94 | 69 | 17 | 17.15 | 8200 | 8008.94
6 | 1.15 | 1.3 | 8200 | 8008.94 | 38 | 9.15 | 9.3 | 8200 | 8008.94 | 70 | 17.15 | 17.3 | 8200 | 8008.94
7 | 1.3 | 1.45 | 8200 | 8008.94 | 39 | 9.3 | 9.45 | 8200 | 8008.94 | 71 | 17.3 | 17.45 | 8200 | 8008.94
8 | 1.45 | 2 | 8200 | 8008.94 | 40 | 9.45 | 10 | 8200 | 8008.94 | 72 | 17.45 | 18 | 8200 | 8008.94
9 | 2 | 2.15 | 8200 | 8008.94 | 41 | 10 | 10.15 | 8200 | 8008.94 | 73 | 18 | 18.15 | 8200 | 8008.94
10 | 2.15 | 2.3 | 8200 | 8008.94 | 42 | 10.15 | 10.3 | 8200 | 8008.94 | 74 | 18.15 | 18.3 | 8200 | 8008.94
11 | 2.3 | 2.45 | 8200 | 8008.94 | 43 | 10.3 | 10.45 | 8200 | 8008.94 | 75 | 18.3 | 18.45 | 8200 | 8008.94
12 | 2.45 | 3 | 8200 | 8008.94 | 44 | 10.45 | 11 | 8200 | 8008.94 | 76 | 18.45 | 19 | 8200 | 8008.94
13 | 3 | 3.15 | 8200 | 8008.94 | 45 | 11 | 11.15 | 8200 | 8008.94 | 77 | 19 | 19.15 | 8200 | 8008.94
14 | 3.15 | 3.3 | 8200 | 8008.94 | 46 | 11.15 | 11.3 | 8200 | 8008.94 | 78 | 19.15 | 19.3 | 8200 | 8008.94
15 | 3.3 | 3.45 | 8200 | 8008.94 | 47 | 11.3 | 11.45 | 8200 | 8008.94 | 79 | 19.3 | 19.45 | 8200 | 8008.94
16 | 3.45 | 4 | 8200 | 8008.94 | 48 | 11.45 | 12 | 8200 | 8008.94 | 80 | 19.45 | 20 | 8200 | 8008.94
17 | 4 | 4.15 | 8200 | 8008.94 | 49 | 12 | 12.15 | 8200 | 8008.94 | 81 | 20 | 20.15 | 8200 | 8008.94
18 | 4.15 | 4.3 | 8200 | 8008.94 | 50 | 12.15 | 12.3 | 8200 | 8008.94 | 82 | 20.15 | 20.3 | 8200 | 8008.94
19 | 4.3 | 4.45 | 8200 | 8008.94 | 51 | 12.3 | 12.45 | 8200 | 8008.94 | 83 | 20.3 | 20.45 | 8200 | 8008.94
20 | 4.45 | 5 | 8200 | 8008.94 | 52 | 12.45 | 13 | 8200 | 8008.94 | 84 | 20.45 | 21 | 8200 | 8008.94
21 | 5 | 5.15 | 8200 | 8008.94 | 53 | 13 | 13.15 | 8200 | 8008.94 | 85 | 21 | 21.15 | 8200 | 8008.94
22 | 5.15 | 5.3 | 8200 | 8008.94 | 54 | 13.15 | 13.3 | 8200 | 8008.94 | 86 | 21.15 | 21.3 | 8200 | 8008.94
23 | 5.3 | 5.45 | 8200 | 8008.94 | 55 | 13.3 | 13.45 | 8200 | 8008.94 | 87 | 21.3 | 21.45 | 8200 | 8008.94
24 | 5.45 | 6 | 8200 | 8008.94 | 56 | 13.45 | 14 | 8200 | 8008.94 | 88 | 21.45 | 22 | 8200 | 8008.94
25 | 6 | 6.15 | 8200 | 8008.94 | 57 | 14 | 14.15 | 8200 | 8008.94 | 89 | 22 | 22.15 | 8200 | 8008.94
26 | 6.15 | 6.3 | 8200 | 8008.94 | 58 | 14.15 | 14.3 | 8200 | 8008.94 | 90 | 22.15 | 22.3 | 8200 | 8008.94
27 | 6.3 | 6.45 | 8200 | 8008.94 | 59 | 14.3 | 14.45 | 8200 | 8008.94 | 91 | 22.3 | 22.45 | 8200 | 8008.94
28 | 6.45 | 7 | 8200 | 8008.94 | 60 | 14.45 | 15 | 8200 | 8008.94 | 92 | 22.45 | 23 | 8200 | 8008.94
29 | 7 | 7.15 | 8200 | 8008.94 | 61 | 15 | 15.15 | 8200 | 8008.94 | 93 | 23 | 23.15 | 8200 | 8008.94
30 | 7.15 | 7.3 | 8200 | 8008.94 | 62 | 15.15 | 15.3 | 8200 | 8008.94 | 94 | 23.15 | 23.3 | 8200 | 8008.94
31 | 7.3 | 7.45 | 8200 | 8008.94 | 63 | 15.3 | 15.45 | 8200 | 8008.94 | 95 | 23.3 | 23.45 | 8200 | 8008.94
32 | 7.45 | 8 | 8200 | 8008.94 | 64 | 15.45 | 16 | 8200 | 8008.94 | 96 | 23.45 | 24 | 8200 | 8008.94
|  |  | 262400 | 256286.08 |  |  |  | 262400 | 256286.08 |  |  |  | 262400 | 256286.08
20.12.2021 | 0.1968 | 0.1922
Any other information to be provided:As per the customer requirement
The Above Schedule provided with the approval of SLDC and Short term Open access agreement for the month of DEC'21, Approval No TSSLDC/07/TPOA/2021-22 Dt: 27-08-2021
/ Scheduled Consumer/ OA Consumer

## 2112
APPENDIX - 1 (a)
Format for the Day-ahead Wheeling Schedule for each 15-minute time block of the day : 21.12.2021
To
TSTRANSCO Load Dispatch Centre
VIDYUT SOUDHA
HYDERABAD - 500 082
Fax No:040-23393616 / 66665136
Date 20.12.2021 | [12 empty] | Declared capacity for the day 21.12.2021
Name of the Generator : M/s Penna Cement Industries Ltd- Captive Power Plant | [12 empty] | Time block | Available Capacity
Address of the Generating Station:
M/s Penna Cement Industries Ltd- Captive Power Plant, | [12 empty] | 15 minutes | 6800 - 11000 KW
Ganesh Pahad,
Damarcherla(Mandal),
Nalgonda(Dist).
Entry point voltage: |  | 132 KV
DISCOM : TSTRANSCO, HYDERABAD |  |  |  | NAME OF THE CONSUMER : Penna Cement Industries Ltd., (CONSUMER NO: VKB 1217(RRS 1217))
Tandur(V &M) , Vikarabad (Dist).
Load schedule as given below
Time Block | Time Hours |  | Allocated Capacity at Entry point (KW) | Net Capacity at Exit point (KW) | Time Block | Time Hours |  | Allocated Capacity at Entry point (KW) | Net Capacity at Exit point (KW) | Time Block | Time Hours |  | Allocated Capacity at Entry point (KW) | Net Capacity at Exit point (KW)
| From | To |  |  |  | From | To |  |  |  | From | To
1 | 0 | 0.15 | 11000 | 10743.7 | 33 | 8 | 8.15 | 10000 | 9767 | 65 | 16 | 16.15 | 6800 | 6641.56
2 | 0.15 | 0.3 | 11000 | 10743.7 | 34 | 8.15 | 8.3 | 10000 | 9767 | 66 | 16.15 | 16.3 | 6800 | 6641.56
3 | 0.3 | 0.45 | 11000 | 10743.7 | 35 | 8.3 | 8.45 | 10000 | 9767 | 67 | 16.3 | 16.45 | 6800 | 6641.56
4 | 0.45 | 1 | 11000 | 10743.7 | 36 | 8.45 | 9 | 10000 | 9767 | 68 | 16.45 | 17 | 6800 | 6641.56
5 | 1 | 1.15 | 11000 | 10743.7 | 37 | 9 | 9.15 | 10000 | 9767 | 69 | 17 | 17.15 | 6800 | 6641.56
6 | 1.15 | 1.3 | 11000 | 10743.7 | 38 | 9.15 | 9.3 | 10000 | 9767 | 70 | 17.15 | 17.3 | 6800 | 6641.56
7 | 1.3 | 1.45 | 11000 | 10743.7 | 39 | 9.3 | 9.45 | 10000 | 9767 | 71 | 17.3 | 17.45 | 6800 | 6641.56
8 | 1.45 | 2 | 11000 | 10743.7 | 40 | 9.45 | 10 | 10000 | 9767 | 72 | 17.45 | 18 | 6800 | 6641.56
9 | 2 | 2.15 | 11000 | 10743.7 | 41 | 10 | 10.15 | 6800 | 6641.56 | 73 | 18 | 18.15 | 6800 | 6641.56
10 | 2.15 | 2.3 | 11000 | 10743.7 | 42 | 10.15 | 10.3 | 6800 | 6641.56 | 74 | 18.15 | 18.3 | 6800 | 6641.56
11 | 2.3 | 2.45 | 11000 | 10743.7 | 43 | 10.3 | 10.45 | 6800 | 6641.56 | 75 | 18.3 | 18.45 | 6800 | 6641.56
12 | 2.45 | 3 | 11000 | 10743.7 | 44 | 10.45 | 11 | 6800 | 6641.56 | 76 | 18.45 | 19 | 6800 | 6641.56
13 | 3 | 3.15 | 11000 | 10743.7 | 45 | 11 | 11.15 | 6800 | 6641.56 | 77 | 19 | 19.15 | 6800 | 6641.56
14 | 3.15 | 3.3 | 11000 | 10743.7 | 46 | 11.15 | 11.3 | 6800 | 6641.56 | 78 | 19.15 | 19.3 | 6800 | 6641.56
15 | 3.3 | 3.45 | 11000 | 10743.7 | 47 | 11.3 | 11.45 | 6800 | 6641.56 | 79 | 19.3 | 19.45 | 6800 | 6641.56
16 | 3.45 | 4 | 11000 | 10743.7 | 48 | 11.45 | 12 | 6800 | 6641.56 | 80 | 19.45 | 20 | 6800 | 6641.56
17 | 4 | 4.15 | 11000 | 10743.7 | 49 | 12 | 12.15 | 6800 | 6641.56 | 81 | 20 | 20.15 | 10000 | 9767
18 | 4.15 | 4.3 | 11000 | 10743.7 | 50 | 12.15 | 12.3 | 6800 | 6641.56 | 82 | 20.15 | 20.3 | 10000 | 9767
19 | 4.3 | 4.45 | 11000 | 10743.7 | 51 | 12.3 | 12.45 | 6800 | 6641.56 | 83 | 20.3 | 20.45 | 10000 | 9767
20 | 4.45 | 5 | 11000 | 10743.7 | 52 | 12.45 | 13 | 6800 | 6641.56 | 84 | 20.45 | 21 | 10000 | 9767
21 | 5 | 5.15 | 11000 | 10743.7 | 53 | 13 | 13.15 | 6800 | 6641.56 | 85 | 21 | 21.15 | 10000 | 9767
22 | 5.15 | 5.3 | 11000 | 10743.7 | 54 | 13.15 | 13.3 | 6800 | 6641.56 | 86 | 21.15 | 21.3 | 10000 | 9767
23 | 5.3 | 5.45 | 11000 | 10743.7 | 55 | 13.3 | 13.45 | 6800 | 6641.56 | 87 | 21.3 | 21.45 | 10000 | 9767
24 | 5.45 | 6 | 11000 | 10743.7 | 56 | 13.45 | 14 | 6800 | 6641.56 | 88 | 21.45 | 22 | 10000 | 9767
25 | 6 | 6.15 | 10000 | 9767 | 57 | 14 | 14.15 | 6800 | 6641.56 | 89 | 22 | 22.15 | 10000 | 9767
26 | 6.15 | 6.3 | 10000 | 9767 | 58 | 14.15 | 14.3 | 6800 | 6641.56 | 90 | 22.15 | 22.3 | 10000 | 9767
27 | 6.3 | 6.45 | 10000 | 9767 | 59 | 14.3 | 14.45 | 6800 | 6641.56 | 91 | 22.3 | 22.45 | 10000 | 9767
28 | 6.45 | 7 | 10000 | 9767 | 60 | 14.45 | 15 | 6800 | 6641.56 | 92 | 22.45 | 23 | 10000 | 9767
29 | 7 | 7.15 | 10000 | 9767 | 61 | 15 | 15.15 | 6800 | 6641.56 | 93 | 23 | 23.15 | 10000 | 9767
30 | 7.15 | 7.3 | 10000 | 9767 | 62 | 15.15 | 15.3 | 6800 | 6641.56 | 94 | 23.15 | 23.3 | 10000 | 9767
31 | 7.3 | 7.45 | 10000 | 9767 | 63 | 15.3 | 15.45 | 6800 | 6641.56 | 95 | 23.3 | 23.45 | 10000 | 9767
32 | 7.45 | 8 | 10000 | 9767 | 64 | 15.45 | 16 | 6800 | 6641.56 | 96 | 23.45 | 24 | 10000 | 9767
|  |  | 344000 | 335984.8 |  |  |  | 243200 | 237533.44 |  |  |  | 268800 | 262536.96
21.12.2021 | 0.214 | 0.209
Any other information to be provided:As per the customer requirement
The Above Schedule provided with the approval of SLDC and Short term Open access agreement for the month of DEC'21, Approval No TSSLDC/07/TPOA/2021-22 Dt: 27-08-2021
/ Scheduled Consumer/ OA Consumer

## 2212
APPENDIX - 1 (a)
Format for the Day-ahead Wheeling Schedule for each 15-minute time block of the day : 22.12.2021
To
TSTRANSCO Load Dispatch Centre
VIDYUT SOUDHA
HYDERABAD - 500 082
Fax No:040-23393616 / 66665136
Date 21.12.2021 | [12 empty] | Declared capacity for the day 22.12.2021
Name of the Generator : M/s Penna Cement Industries Ltd- Captive Power Plant | [12 empty] | Time block | Available Capacity
Address of the Generating Station:
M/s Penna Cement Industries Ltd- Captive Power Plant, | [12 empty] | 15 minutes | 7000 - 10000 KW
Ganesh Pahad,
Damarcherla(Mandal),
Nalgonda(Dist).
Entry point voltage: |  | 132 KV
DISCOM : TSTRANSCO, HYDERABAD |  |  |  | NAME OF THE CONSUMER : Penna Cement Industries Ltd., (CONSUMER NO: VKB 1217(RRS 1217))
Tandur(V &M) , Vikarabad (Dist).
Load schedule as given below
Time Block | Time Hours |  | Allocated Capacity at Entry point (KW) | Net Capacity at Exit point (KW) | Time Block | Time Hours |  | Allocated Capacity at Entry point (KW) | Net Capacity at Exit point (KW) | Time Block | Time Hours |  | Allocated Capacity at Entry point (KW) | Net Capacity at Exit point (KW)
| From | To |  |  |  | From | To |  |  |  | From | To
1 | 0 | 0.15 | 7000 | 6836.9 | 33 | 8 | 8.15 | 10000 | 9767 | 65 | 16 | 16.15 | 10000 | 9767
2 | 0.15 | 0.3 | 7000 | 6836.9 | 34 | 8.15 | 8.3 | 10000 | 9767 | 66 | 16.15 | 16.3 | 10000 | 9767
3 | 0.3 | 0.45 | 7000 | 6836.9 | 35 | 8.3 | 8.45 | 10000 | 9767 | 67 | 16.3 | 16.45 | 10000 | 9767
4 | 0.45 | 1 | 7000 | 6836.9 | 36 | 8.45 | 9 | 10000 | 9767 | 68 | 16.45 | 17 | 10000 | 9767
5 | 1 | 1.15 | 7000 | 6836.9 | 37 | 9 | 9.15 | 10000 | 9767 | 69 | 17 | 17.15 | 10000 | 9767
6 | 1.15 | 1.3 | 7000 | 6836.9 | 38 | 9.15 | 9.3 | 10000 | 9767 | 70 | 17.15 | 17.3 | 10000 | 9767
7 | 1.3 | 1.45 | 7000 | 6836.9 | 39 | 9.3 | 9.45 | 10000 | 9767 | 71 | 17.3 | 17.45 | 10000 | 9767
8 | 1.45 | 2 | 7000 | 6836.9 | 40 | 9.45 | 10 | 10000 | 9767 | 72 | 17.45 | 18 | 10000 | 9767
9 | 2 | 2.15 | 7000 | 6836.9 | 41 | 10 | 10.15 | 10000 | 9767 | 73 | 18 | 18.15 | 10000 | 9767
10 | 2.15 | 2.3 | 7000 | 6836.9 | 42 | 10.15 | 10.3 | 10000 | 9767 | 74 | 18.15 | 18.3 | 10000 | 9767
11 | 2.3 | 2.45 | 7000 | 6836.9 | 43 | 10.3 | 10.45 | 10000 | 9767 | 75 | 18.3 | 18.45 | 10000 | 9767
12 | 2.45 | 3 | 7000 | 6836.9 | 44 | 10.45 | 11 | 10000 | 9767 | 76 | 18.45 | 19 | 10000 | 9767
13 | 3 | 3.15 | 7000 | 6836.9 | 45 | 11 | 11.15 | 10000 | 9767 | 77 | 19 | 19.15 | 10000 | 9767
14 | 3.15 | 3.3 | 7000 | 6836.9 | 46 | 11.15 | 11.3 | 10000 | 9767 | 78 | 19.15 | 19.3 | 10000 | 9767
15 | 3.3 | 3.45 | 7000 | 6836.9 | 47 | 11.3 | 11.45 | 10000 | 9767 | 79 | 19.3 | 19.45 | 10000 | 9767
16 | 3.45 | 4 | 7000 | 6836.9 | 48 | 11.45 | 12 | 10000 | 9767 | 80 | 19.45 | 20 | 10000 | 9767
17 | 4 | 4.15 | 7000 | 6836.9 | 49 | 12 | 12.15 | 10000 | 9767 | 81 | 20 | 20.15 | 10000 | 9767
18 | 4.15 | 4.3 | 7000 | 6836.9 | 50 | 12.15 | 12.3 | 10000 | 9767 | 82 | 20.15 | 20.3 | 10000 | 9767
19 | 4.3 | 4.45 | 7000 | 6836.9 | 51 | 12.3 | 12.45 | 10000 | 9767 | 83 | 20.3 | 20.45 | 10000 | 9767
20 | 4.45 | 5 | 7000 | 6836.9 | 52 | 12.45 | 13 | 10000 | 9767 | 84 | 20.45 | 21 | 10000 | 9767
21 | 5 | 5.15 | 7000 | 6836.9 | 53 | 13 | 13.15 | 10000 | 9767 | 85 | 21 | 21.15 | 10000 | 9767
22 | 5.15 | 5.3 | 7000 | 6836.9 | 54 | 13.15 | 13.3 | 10000 | 9767 | 86 | 21.15 | 21.3 | 10000 | 9767
23 | 5.3 | 5.45 | 7000 | 6836.9 | 55 | 13.3 | 13.45 | 10000 | 9767 | 87 | 21.3 | 21.45 | 10000 | 9767
24 | 5.45 | 6 | 7000 | 6836.9 | 56 | 13.45 | 14 | 10000 | 9767 | 88 | 21.45 | 22 | 10000 | 9767
25 | 6 | 6.15 | 10000 | 9767 | 57 | 14 | 14.15 | 10000 | 9767 | 89 | 22 | 22.15 | 10000 | 9767
26 | 6.15 | 6.3 | 10000 | 9767 | 58 | 14.15 | 14.3 | 10000 | 9767 | 90 | 22.15 | 22.3 | 10000 | 9767
27 | 6.3 | 6.45 | 10000 | 9767 | 59 | 14.3 | 14.45 | 10000 | 9767 | 91 | 22.3 | 22.45 | 10000 | 9767
28 | 6.45 | 7 | 10000 | 9767 | 60 | 14.45 | 15 | 10000 | 9767 | 92 | 22.45 | 23 | 10000 | 9767
29 | 7 | 7.15 | 10000 | 9767 | 61 | 15 | 15.15 | 10000 | 9767 | 93 | 23 | 23.15 | 10000 | 9767
30 | 7.15 | 7.3 | 10000 | 9767 | 62 | 15.15 | 15.3 | 10000 | 9767 | 94 | 23.15 | 23.3 | 10000 | 9767
31 | 7.3 | 7.45 | 10000 | 9767 | 63 | 15.3 | 15.45 | 10000 | 9767 | 95 | 23.3 | 23.45 | 10000 | 9767
32 | 7.45 | 8 | 10000 | 9767 | 64 | 15.45 | 16 | 10000 | 9767 | 96 | 23.45 | 24 | 10000 | 9767
|  |  | 248000 | 242221.6 |  |  |  | 320000 | 312544 |  |  |  | 320000 | 312544
22.12.2021 | 0.222 | 0.2168
Any other information to be provided:As per the customer requirement
The Above Schedule provided with the approval of SLDC and Short term Open access agreement for the month of DEC'21, Approval No TSSLDC/07/TPOA/2021-22 Dt: 27-08-2021
/ Scheduled Consumer/ OA Consumer

## Sheet23
APPENDIX - 1 (a)
Format for the Day-ahead Wheeling Schedule for each 15-minute time block of the day : 23.12.2020
To
TSTRANSCO Load Dispatch Centre
VIDYUT SOUDHA
HYDERABAD - 500 082
Fax No:040-23393616 / 66665136
Date 22.12.2020 | [12 empty] | Declared capacity for the day 23.12.2020
Name of the Generator : M/s Penna Cement Industries Ltd- Captive Power Plant | [12 empty] | Time block | Available Capacity
Address of the Generating Station:
M/s Penna Cement Industries Ltd- Captive Power Plant, | [12 empty] | 15 minutes | 13000 KW
Ganesh Pahad,
Damarcherla(Mandal),
Nalgonda(Dist).
Entry point voltage: |  | 132 KV
DISCOM : TSTRANSCO, HYDERABAD |  |  |  | NAME OF THE CONSUMER : Penna Cement Industries Ltd., (CONSUMER NO: VKB 1217(RRS 1217))
Tandur(V &M) , Vikarabad (Dist).
Load schedule as given below
Time Block | Time Hours |  | Allocated Capacity at Entry point (KW) | Net Capacity at Exit point (KW) | Time Block | Time Hours |  | Allocated Capacity at Entry point (KW) | Net Capacity at Exit point (KW) | Time Block | Time Hours |  | Allocated Capacity at Entry point (KW) | Net Capacity at Exit point (KW)
| From | To |  |  |  | From | To |  |  |  | From | To
1 | 0 | 0.15 | 13000 | 12685.4 | 33 | 8 | 8.15 | 13000 | 12685.4 | 65 | 16 | 16.15 | 13000 | 12685.4
2 | 0.15 | 0.3 | 13000 | 12685.4 | 34 | 8.15 | 8.3 | 13000 | 12685.4 | 66 | 16.15 | 16.3 | 13000 | 12685.4
3 | 0.3 | 0.45 | 13000 | 12685.4 | 35 | 8.3 | 8.45 | 13000 | 12685.4 | 67 | 16.3 | 16.45 | 13000 | 12685.4
4 | 0.45 | 1 | 13000 | 12685.4 | 36 | 8.45 | 9 | 13000 | 12685.4 | 68 | 16.45 | 17 | 13000 | 12685.4
5 | 1 | 1.15 | 13000 | 12685.4 | 37 | 9 | 9.15 | 13000 | 12685.4 | 69 | 17 | 17.15 | 13000 | 12685.4
6 | 1.15 | 1.3 | 13000 | 12685.4 | 38 | 9.15 | 9.3 | 13000 | 12685.4 | 70 | 17.15 | 17.3 | 13000 | 12685.4
7 | 1.3 | 1.45 | 13000 | 12685.4 | 39 | 9.3 | 9.45 | 13000 | 12685.4 | 71 | 17.3 | 17.45 | 13000 | 12685.4
8 | 1.45 | 2 | 13000 | 12685.4 | 40 | 9.45 | 10 | 13000 | 12685.4 | 72 | 17.45 | 18 | 13000 | 12685.4
9 | 2 | 2.15 | 13000 | 12685.4 | 41 | 10 | 10.15 | 13000 | 12685.4 | 73 | 18 | 18.15 | 13000 | 12685.4
10 | 2.15 | 2.3 | 13000 | 12685.4 | 42 | 10.15 | 10.3 | 13000 | 12685.4 | 74 | 18.15 | 18.3 | 13000 | 12685.4
11 | 2.3 | 2.45 | 13000 | 12685.4 | 43 | 10.3 | 10.45 | 13000 | 12685.4 | 75 | 18.3 | 18.45 | 13000 | 12685.4
12 | 2.45 | 3 | 13000 | 12685.4 | 44 | 10.45 | 11 | 13000 | 12685.4 | 76 | 18.45 | 19 | 13000 | 12685.4
13 | 3 | 3.15 | 13000 | 12685.4 | 45 | 11 | 11.15 | 13000 | 12685.4 | 77 | 19 | 19.15 | 13000 | 12685.4
14 | 3.15 | 3.3 | 13000 | 12685.4 | 46 | 11.15 | 11.3 | 13000 | 12685.4 | 78 | 19.15 | 19.3 | 13000 | 12685.4
15 | 3.3 | 3.45 | 13000 | 12685.4 | 47 | 11.3 | 11.45 | 13000 | 12685.4 | 79 | 19.3 | 19.45 | 13000 | 12685.4
16 | 3.45 | 4 | 13000 | 12685.4 | 48 | 11.45 | 12 | 13000 | 12685.4 | 80 | 19.45 | 20 | 13000 | 12685.4
17 | 4 | 4.15 | 13000 | 12685.4 | 49 | 12 | 12.15 | 13000 | 12685.4 | 81 | 20 | 20.15 | 13000 | 12685.4
18 | 4.15 | 4.3 | 13000 | 12685.4 | 50 | 12.15 | 12.3 | 13000 | 12685.4 | 82 | 20.15 | 20.3 | 13000 | 12685.4
19 | 4.3 | 4.45 | 13000 | 12685.4 | 51 | 12.3 | 12.45 | 13000 | 12685.4 | 83 | 20.3 | 20.45 | 13000 | 12685.4
20 | 4.45 | 5 | 13000 | 12685.4 | 52 | 12.45 | 13 | 13000 | 12685.4 | 84 | 20.45 | 21 | 13000 | 12685.4
21 | 5 | 5.15 | 13000 | 12685.4 | 53 | 13 | 13.15 | 13000 | 12685.4 | 85 | 21 | 21.15 | 13000 | 12685.4
22 | 5.15 | 5.3 | 13000 | 12685.4 | 54 | 13.15 | 13.3 | 13000 | 12685.4 | 86 | 21.15 | 21.3 | 13000 | 12685.4
23 | 5.3 | 5.45 | 13000 | 12685.4 | 55 | 13.3 | 13.45 | 13000 | 12685.4 | 87 | 21.3 | 21.45 | 13000 | 12685.4
24 | 5.45 | 6 | 13000 | 12685.4 | 56 | 13.45 | 14 | 13000 | 12685.4 | 88 | 21.45 | 22 | 13000 | 12685.4
25 | 6 | 6.15 | 13000 | 12685.4 | 57 | 14 | 14.15 | 13000 | 12685.4 | 89 | 22 | 22.15 | 13000 | 12685.4
26 | 6.15 | 6.3 | 13000 | 12685.4 | 58 | 14.15 | 14.3 | 13000 | 12685.4 | 90 | 22.15 | 22.3 | 13000 | 12685.4
27 | 6.3 | 6.45 | 13000 | 12685.4 | 59 | 14.3 | 14.45 | 13000 | 12685.4 | 91 | 22.3 | 22.45 | 13000 | 12685.4
28 | 6.45 | 7 | 13000 | 12685.4 | 60 | 14.45 | 15 | 13000 | 12685.4 | 92 | 22.45 | 23 | 13000 | 12685.4
29 | 7 | 7.15 | 13000 | 12685.4 | 61 | 15 | 15.15 | 13000 | 12685.4 | 93 | 23 | 23.15 | 13000 | 12685.4
30 | 7.15 | 7.3 | 13000 | 12685.4 | 62 | 15.15 | 15.3 | 13000 | 12685.4 | 94 | 23.15 | 23.3 | 13000 | 12685.4
31 | 7.3 | 7.45 | 13000 | 12685.4 | 63 | 15.3 | 15.45 | 13000 | 12685.4 | 95 | 23.3 | 23.45 | 13000 | 12685.4
32 | 7.45 | 8 | 13000 | 12685.4 | 64 | 15.45 | 16 | 13000 | 12685.4 | 96 | 23.45 | 24 | 13000 | 12685.4
|  |  | 416000 | 405932.8 |  |  |  | 416000 | 405932.8 |  |  |  | 416000 | 405932.8
23.12.2020 | 0.312 | 0.3044
Any other information to be provided:As per the customer requirement
The Above Schedule provided with the approval of SLDC and Short term Open access agreement for the month of December'20, Approval No TSSLDC/08/TPOA/2020-21 dt 22-10-2020.
/ Scheduled Consumer/ OA Consumer

## Sheet24
APPENDIX - 1 (a)
Format for the Day-ahead Wheeling Schedule for each 15-minute time block of the day : 24.12.2020
To
TSTRANSCO Load Dispatch Centre
VIDYUT SOUDHA
HYDERABAD - 500 082
Fax No:040-23393616 / 66665136
Date 23.12.2020 | [12 empty] | Declared capacity for the day 24.12.2020
Name of the Generator : M/s Penna Cement Industries Ltd- Captive Power Plant | [12 empty] | Time block | Available Capacity
Address of the Generating Station:
M/s Penna Cement Industries Ltd- Captive Power Plant, | [12 empty] | 15 minutes | 11340 - 13000 KW
Ganesh Pahad,
Damarcherla(Mandal),
Nalgonda(Dist).
Entry point voltage: |  | 132 KV
DISCOM : TSTRANSCO, HYDERABAD |  |  |  | NAME OF THE CONSUMER : Penna Cement Industries Ltd., (CONSUMER NO: VKB 1217(RRS 1217))
Tandur(V &M) , Vikarabad (Dist).
Load schedule as given below
Time Block | Time Hours |  | Allocated Capacity at Entry point (KW) | Net Capacity at Exit point (KW) | Time Block | Time Hours |  | Allocated Capacity at Entry point (KW) | Net Capacity at Exit point (KW) | Time Block | Time Hours |  | Allocated Capacity at Entry point (KW) | Net Capacity at Exit point (KW)
| From | To |  |  |  | From | To |  |  |  | From | To
1 | 0 | 0.15 | 11340 | 11065.572 | 33 | 8 | 8.15 | 11340 | 11065.572 | 65 | 16 | 16.15 | 13000 | 12685.4
2 | 0.15 | 0.3 | 11340 | 11065.572 | 34 | 8.15 | 8.3 | 11340 | 11065.572 | 66 | 16.15 | 16.3 | 13000 | 12685.4
3 | 0.3 | 0.45 | 11340 | 11065.572 | 35 | 8.3 | 8.45 | 11340 | 11065.572 | 67 | 16.3 | 16.45 | 13000 | 12685.4
4 | 0.45 | 1 | 11340 | 11065.572 | 36 | 8.45 | 9 | 11340 | 11065.572 | 68 | 16.45 | 17 | 13000 | 12685.4
5 | 1 | 1.15 | 11340 | 11065.572 | 37 | 9 | 9.15 | 11340 | 11065.572 | 69 | 17 | 17.15 | 13000 | 12685.4
6 | 1.15 | 1.3 | 11340 | 11065.572 | 38 | 9.15 | 9.3 | 11340 | 11065.572 | 70 | 17.15 | 17.3 | 13000 | 12685.4
7 | 1.3 | 1.45 | 11340 | 11065.572 | 39 | 9.3 | 9.45 | 11340 | 11065.572 | 71 | 17.3 | 17.45 | 13000 | 12685.4
8 | 1.45 | 2 | 11340 | 11065.572 | 40 | 9.45 | 10 | 11340 | 11065.572 | 72 | 17.45 | 18 | 13000 | 12685.4
9 | 2 | 2.15 | 11340 | 11065.572 | 41 | 10 | 10.15 | 11340 | 11065.572 | 73 | 18 | 18.15 | 13000 | 12685.4
10 | 2.15 | 2.3 | 11340 | 11065.572 | 42 | 10.15 | 10.3 | 11340 | 11065.572 | 74 | 18.15 | 18.3 | 13000 | 12685.4
11 | 2.3 | 2.45 | 11340 | 11065.572 | 43 | 10.3 | 10.45 | 11340 | 11065.572 | 75 | 18.3 | 18.45 | 13000 | 12685.4
12 | 2.45 | 3 | 11340 | 11065.572 | 44 | 10.45 | 11 | 11340 | 11065.572 | 76 | 18.45 | 19 | 13000 | 12685.4
13 | 3 | 3.15 | 11340 | 11065.572 | 45 | 11 | 11.15 | 11340 | 11065.572 | 77 | 19 | 19.15 | 13000 | 12685.4
14 | 3.15 | 3.3 | 11340 | 11065.572 | 46 | 11.15 | 11.3 | 11340 | 11065.572 | 78 | 19.15 | 19.3 | 13000 | 12685.4
15 | 3.3 | 3.45 | 11340 | 11065.572 | 47 | 11.3 | 11.45 | 11340 | 11065.572 | 79 | 19.3 | 19.45 | 13000 | 12685.4
16 | 3.45 | 4 | 11340 | 11065.572 | 48 | 11.45 | 12 | 11340 | 11065.572 | 80 | 19.45 | 20 | 13000 | 12685.4
17 | 4 | 4.15 | 11340 | 11065.572 | 49 | 12 | 12.15 | 13000 | 12685.4 | 81 | 20 | 20.15 | 13000 | 12685.4
18 | 4.15 | 4.3 | 11340 | 11065.572 | 50 | 12.15 | 12.3 | 13000 | 12685.4 | 82 | 20.15 | 20.3 | 13000 | 12685.4
19 | 4.3 | 4.45 | 11340 | 11065.572 | 51 | 12.3 | 12.45 | 13000 | 12685.4 | 83 | 20.3 | 20.45 | 13000 | 12685.4
20 | 4.45 | 5 | 11340 | 11065.572 | 52 | 12.45 | 13 | 13000 | 12685.4 | 84 | 20.45 | 21 | 13000 | 12685.4
21 | 5 | 5.15 | 11340 | 11065.572 | 53 | 13 | 13.15 | 13000 | 12685.4 | 85 | 21 | 21.15 | 13000 | 12685.4
22 | 5.15 | 5.3 | 11340 | 11065.572 | 54 | 13.15 | 13.3 | 13000 | 12685.4 | 86 | 21.15 | 21.3 | 13000 | 12685.4
23 | 5.3 | 5.45 | 11340 | 11065.572 | 55 | 13.3 | 13.45 | 13000 | 12685.4 | 87 | 21.3 | 21.45 | 13000 | 12685.4
24 | 5.45 | 6 | 11340 | 11065.572 | 56 | 13.45 | 14 | 13000 | 12685.4 | 88 | 21.45 | 22 | 13000 | 12685.4
25 | 6 | 6.15 | 11340 | 11065.572 | 57 | 14 | 14.15 | 13000 | 12685.4 | 89 | 22 | 22.15 | 13000 | 12685.4
26 | 6.15 | 6.3 | 11340 | 11065.572 | 58 | 14.15 | 14.3 | 13000 | 12685.4 | 90 | 22.15 | 22.3 | 13000 | 12685.4
27 | 6.3 | 6.45 | 11340 | 11065.572 | 59 | 14.3 | 14.45 | 13000 | 12685.4 | 91 | 22.3 | 22.45 | 13000 | 12685.4
28 | 6.45 | 7 | 11340 | 11065.572 | 60 | 14.45 | 15 | 13000 | 12685.4 | 92 | 22.45 | 23 | 13000 | 12685.4
29 | 7 | 7.15 | 11340 | 11065.572 | 61 | 15 | 15.15 | 13000 | 12685.4 | 93 | 23 | 23.15 | 13000 | 12685.4
30 | 7.15 | 7.3 | 11340 | 11065.572 | 62 | 15.15 | 15.3 | 13000 | 12685.4 | 94 | 23.15 | 23.3 | 13000 | 12685.4
31 | 7.3 | 7.45 | 11340 | 11065.572 | 63 | 15.3 | 15.45 | 13000 | 12685.4 | 95 | 23.3 | 23.45 | 13000 | 12685.4
32 | 7.45 | 8 | 11340 | 11065.572 | 64 | 15.45 | 16 | 13000 | 12685.4 | 96 | 23.45 | 24 | 13000 | 12685.4
|  |  | 362880 | 354098.304 |  |  |  | 389440 | 380015.552 |  |  |  | 416000 | 405932.8
24.12.2020 | 0.29208 | 0.285
Any other information to be provided:As per the customer requirement
The Above Schedule provided with the approval of SLDC and Short term Open access agreement for the month of December'20, Approval No TSSLDC/08/TPOA/2020-21 dt 22-10-2020.
/ Scheduled Consumer/ OA Consumer

## Sheet25
APPENDIX - 1 (a)
Format for the Day-ahead Wheeling Schedule for each 15-minute time block of the day : 25.12.2020
To
TSTRANSCO Load Dispatch Centre
VIDYUT SOUDHA
HYDERABAD - 500 082
Fax No:040-23393616 / 66665136
Date 24.12.2020 | [12 empty] | Declared capacity for the day 25.12.2020
Name of the Generator : M/s Penna Cement Industries Ltd- Captive Power Plant | [12 empty] | Time block | Available Capacity
Address of the Generating Station:
M/s Penna Cement Industries Ltd- Captive Power Plant, | [12 empty] | 15 minutes | 11340 KW
Ganesh Pahad,
Damarcherla(Mandal),
Nalgonda(Dist).
Entry point voltage: |  | 132 KV
DISCOM : TSTRANSCO, HYDERABAD |  |  |  | NAME OF THE CONSUMER : Penna Cement Industries Ltd., (CONSUMER NO: VKB 1217(RRS 1217))
Tandur(V &M) , Vikarabad (Dist).
Load schedule as given below
Time Block | Time Hours |  | Allocated Capacity at Entry point (KW) | Net Capacity at Exit point (KW) | Time Block | Time Hours |  | Allocated Capacity at Entry point (KW) | Net Capacity at Exit point (KW) | Time Block | Time Hours |  | Allocated Capacity at Entry point (KW) | Net Capacity at Exit point (KW)
| From | To |  |  |  | From | To |  |  |  | From | To
1 | 0 | 0.15 | 11340 | 11065.572 | 33 | 8 | 8.15 | 11340 | 11065.572 | 65 | 16 | 16.15 | 11340 | 11065.572
2 | 0.15 | 0.3 | 11340 | 11065.572 | 34 | 8.15 | 8.3 | 11340 | 11065.572 | 66 | 16.15 | 16.3 | 11340 | 11065.572
3 | 0.3 | 0.45 | 11340 | 11065.572 | 35 | 8.3 | 8.45 | 11340 | 11065.572 | 67 | 16.3 | 16.45 | 11340 | 11065.572
4 | 0.45 | 1 | 11340 | 11065.572 | 36 | 8.45 | 9 | 11340 | 11065.572 | 68 | 16.45 | 17 | 11340 | 11065.572
5 | 1 | 1.15 | 11340 | 11065.572 | 37 | 9 | 9.15 | 11340 | 11065.572 | 69 | 17 | 17.15 | 11340 | 11065.572
6 | 1.15 | 1.3 | 11340 | 11065.572 | 38 | 9.15 | 9.3 | 11340 | 11065.572 | 70 | 17.15 | 17.3 | 11340 | 11065.572
7 | 1.3 | 1.45 | 11340 | 11065.572 | 39 | 9.3 | 9.45 | 11340 | 11065.572 | 71 | 17.3 | 17.45 | 11340 | 11065.572
8 | 1.45 | 2 | 11340 | 11065.572 | 40 | 9.45 | 10 | 11340 | 11065.572 | 72 | 17.45 | 18 | 11340 | 11065.572
9 | 2 | 2.15 | 11340 | 11065.572 | 41 | 10 | 10.15 | 11340 | 11065.572 | 73 | 18 | 18.15 | 11340 | 11065.572
10 | 2.15 | 2.3 | 11340 | 11065.572 | 42 | 10.15 | 10.3 | 11340 | 11065.572 | 74 | 18.15 | 18.3 | 11340 | 11065.572
11 | 2.3 | 2.45 | 11340 | 11065.572 | 43 | 10.3 | 10.45 | 11340 | 11065.572 | 75 | 18.3 | 18.45 | 11340 | 11065.572
12 | 2.45 | 3 | 11340 | 11065.572 | 44 | 10.45 | 11 | 11340 | 11065.572 | 76 | 18.45 | 19 | 11340 | 11065.572
13 | 3 | 3.15 | 11340 | 11065.572 | 45 | 11 | 11.15 | 11340 | 11065.572 | 77 | 19 | 19.15 | 11340 | 11065.572
14 | 3.15 | 3.3 | 11340 | 11065.572 | 46 | 11.15 | 11.3 | 11340 | 11065.572 | 78 | 19.15 | 19.3 | 11340 | 11065.572
15 | 3.3 | 3.45 | 11340 | 11065.572 | 47 | 11.3 | 11.45 | 11340 | 11065.572 | 79 | 19.3 | 19.45 | 11340 | 11065.572
16 | 3.45 | 4 | 11340 | 11065.572 | 48 | 11.45 | 12 | 11340 | 11065.572 | 80 | 19.45 | 20 | 11340 | 11065.572
17 | 4 | 4.15 | 11340 | 11065.572 | 49 | 12 | 12.15 | 11340 | 11065.572 | 81 | 20 | 20.15 | 11340 | 11065.572
18 | 4.15 | 4.3 | 11340 | 11065.572 | 50 | 12.15 | 12.3 | 11340 | 11065.572 | 82 | 20.15 | 20.3 | 11340 | 11065.572
19 | 4.3 | 4.45 | 11340 | 11065.572 | 51 | 12.3 | 12.45 | 11340 | 11065.572 | 83 | 20.3 | 20.45 | 11340 | 11065.572
20 | 4.45 | 5 | 11340 | 11065.572 | 52 | 12.45 | 13 | 11340 | 11065.572 | 84 | 20.45 | 21 | 11340 | 11065.572
21 | 5 | 5.15 | 11340 | 11065.572 | 53 | 13 | 13.15 | 11340 | 11065.572 | 85 | 21 | 21.15 | 11340 | 11065.572
22 | 5.15 | 5.3 | 11340 | 11065.572 | 54 | 13.15 | 13.3 | 11340 | 11065.572 | 86 | 21.15 | 21.3 | 11340 | 11065.572
23 | 5.3 | 5.45 | 11340 | 11065.572 | 55 | 13.3 | 13.45 | 11340 | 11065.572 | 87 | 21.3 | 21.45 | 11340 | 11065.572
24 | 5.45 | 6 | 11340 | 11065.572 | 56 | 13.45 | 14 | 11340 | 11065.572 | 88 | 21.45 | 22 | 11340 | 11065.572
25 | 6 | 6.15 | 11340 | 11065.572 | 57 | 14 | 14.15 | 11340 | 11065.572 | 89 | 22 | 22.15 | 11340 | 11065.572
26 | 6.15 | 6.3 | 11340 | 11065.572 | 58 | 14.15 | 14.3 | 11340 | 11065.572 | 90 | 22.15 | 22.3 | 11340 | 11065.572
27 | 6.3 | 6.45 | 11340 | 11065.572 | 59 | 14.3 | 14.45 | 11340 | 11065.572 | 91 | 22.3 | 22.45 | 11340 | 11065.572
28 | 6.45 | 7 | 11340 | 11065.572 | 60 | 14.45 | 15 | 11340 | 11065.572 | 92 | 22.45 | 23 | 11340 | 11065.572
29 | 7 | 7.15 | 11340 | 11065.572 | 61 | 15 | 15.15 | 11340 | 11065.572 | 93 | 23 | 23.15 | 11340 | 11065.572
30 | 7.15 | 7.3 | 11340 | 11065.572 | 62 | 15.15 | 15.3 | 11340 | 11065.572 | 94 | 23.15 | 23.3 | 11340 | 11065.572
31 | 7.3 | 7.45 | 11340 | 11065.572 | 63 | 15.3 | 15.45 | 11340 | 11065.572 | 95 | 23.3 | 23.45 | 11340 | 11065.572
32 | 7.45 | 8 | 11340 | 11065.572 | 64 | 15.45 | 16 | 11340 | 11065.572 | 96 | 23.45 | 24 | 11340 | 11065.572
|  |  | 362880 | 354098.304 |  |  |  | 362880 | 354098.304 |  |  |  | 362880 | 354098.304
25.12.2020 | 0.27216 | 0.2655
Any other information to be provided:As per the customer requirement
The Above Schedule provided with the approval of SLDC and Short term Open access agreement for the month of December'20, Approval No TSSLDC/08/TPOA/2020-21 dt 22-10-2020.
/ Scheduled Consumer/ OA Consumer

## Sheet26
APPENDIX - 1 (a)
Format for the Day-ahead Wheeling Schedule for each 15-minute time block of the day : 26.12.2020
To
TSTRANSCO Load Dispatch Centre
VIDYUT SOUDHA
HYDERABAD - 500 082
Fax No:040-23393616 / 66665136
Date 25.12.2020 | [12 empty] | Declared capacity for the day 26.12.2020
Name of the Generator : M/s Penna Cement Industries Ltd- Captive Power Plant | [12 empty] | Time block | Available Capacity
Address of the Generating Station:
M/s Penna Cement Industries Ltd- Captive Power Plant, | [12 empty] | 15 minutes | 11340 KW
Ganesh Pahad,
Damarcherla(Mandal),
Nalgonda(Dist).
Entry point voltage: |  | 132 KV
DISCOM : TSTRANSCO, HYDERABAD |  |  |  | NAME OF THE CONSUMER : Penna Cement Industries Ltd., (CONSUMER NO: VKB 1217(RRS 1217))
Tandur(V &M) , Vikarabad (Dist).
Load schedule as given below
Time Block | Time Hours |  | Allocated Capacity at Entry point (KW) | Net Capacity at Exit point (KW) | Time Block | Time Hours |  | Allocated Capacity at Entry point (KW) | Net Capacity at Exit point (KW) | Time Block | Time Hours |  | Allocated Capacity at Entry point (KW) | Net Capacity at Exit point (KW)
| From | To |  |  |  | From | To |  |  |  | From | To
1 | 0 | 0.15 | 11340 | 11066.706 | 33 | 8 | 8.15 | 11340 | 11066.706 | 65 | 16 | 16.15 | 11340 | 11066.706
2 | 0.15 | 0.3 | 11340 | 11066.706 | 34 | 8.15 | 8.3 | 11340 | 11066.706 | 66 | 16.15 | 16.3 | 11340 | 11066.706
3 | 0.3 | 0.45 | 11340 | 11066.706 | 35 | 8.3 | 8.45 | 11340 | 11066.706 | 67 | 16.3 | 16.45 | 11340 | 11066.706
4 | 0.45 | 1 | 11340 | 11066.706 | 36 | 8.45 | 9 | 11340 | 11066.706 | 68 | 16.45 | 17 | 11340 | 11066.706
5 | 1 | 1.15 | 11340 | 11066.706 | 37 | 9 | 9.15 | 11340 | 11066.706 | 69 | 17 | 17.15 | 11340 | 11066.706
6 | 1.15 | 1.3 | 11340 | 11066.706 | 38 | 9.15 | 9.3 | 11340 | 11066.706 | 70 | 17.15 | 17.3 | 11340 | 11066.706
7 | 1.3 | 1.45 | 11340 | 11066.706 | 39 | 9.3 | 9.45 | 11340 | 11066.706 | 71 | 17.3 | 17.45 | 11340 | 11066.706
8 | 1.45 | 2 | 11340 | 11066.706 | 40 | 9.45 | 10 | 11340 | 11066.706 | 72 | 17.45 | 18 | 11340 | 11066.706
9 | 2 | 2.15 | 11340 | 11066.706 | 41 | 10 | 10.15 | 11340 | 11066.706 | 73 | 18 | 18.15 | 11340 | 11066.706
10 | 2.15 | 2.3 | 11340 | 11066.706 | 42 | 10.15 | 10.3 | 11340 | 11066.706 | 74 | 18.15 | 18.3 | 11340 | 11066.706
11 | 2.3 | 2.45 | 11340 | 11066.706 | 43 | 10.3 | 10.45 | 11340 | 11066.706 | 75 | 18.3 | 18.45 | 11340 | 11066.706
12 | 2.45 | 3 | 11340 | 11066.706 | 44 | 10.45 | 11 | 11340 | 11066.706 | 76 | 18.45 | 19 | 11340 | 11066.706
13 | 3 | 3.15 | 11340 | 11066.706 | 45 | 11 | 11.15 | 11340 | 11066.706 | 77 | 19 | 19.15 | 11340 | 11066.706
14 | 3.15 | 3.3 | 11340 | 11066.706 | 46 | 11.15 | 11.3 | 11340 | 11066.706 | 78 | 19.15 | 19.3 | 11340 | 11066.706
15 | 3.3 | 3.45 | 11340 | 11066.706 | 47 | 11.3 | 11.45 | 11340 | 11066.706 | 79 | 19.3 | 19.45 | 11340 | 11066.706
16 | 3.45 | 4 | 11340 | 11066.706 | 48 | 11.45 | 12 | 11340 | 11066.706 | 80 | 19.45 | 20 | 11340 | 11066.706
17 | 4 | 4.15 | 11340 | 11066.706 | 49 | 12 | 12.15 | 11340 | 11066.706 | 81 | 20 | 20.15 | 11340 | 11066.706
18 | 4.15 | 4.3 | 11340 | 11066.706 | 50 | 12.15 | 12.3 | 11340 | 11066.706 | 82 | 20.15 | 20.3 | 11340 | 11066.706
19 | 4.3 | 4.45 | 11340 | 11066.706 | 51 | 12.3 | 12.45 | 11340 | 11066.706 | 83 | 20.3 | 20.45 | 11340 | 11066.706
20 | 4.45 | 5 | 11340 | 11066.706 | 52 | 12.45 | 13 | 11340 | 11066.706 | 84 | 20.45 | 21 | 11340 | 11066.706
21 | 5 | 5.15 | 11340 | 11066.706 | 53 | 13 | 13.15 | 11340 | 11066.706 | 85 | 21 | 21.15 | 11340 | 11066.706
22 | 5.15 | 5.3 | 11340 | 11066.706 | 54 | 13.15 | 13.3 | 11340 | 11066.706 | 86 | 21.15 | 21.3 | 11340 | 11066.706
23 | 5.3 | 5.45 | 11340 | 11066.706 | 55 | 13.3 | 13.45 | 11340 | 11066.706 | 87 | 21.3 | 21.45 | 11340 | 11066.706
24 | 5.45 | 6 | 11340 | 11066.706 | 56 | 13.45 | 14 | 11340 | 11066.706 | 88 | 21.45 | 22 | 11340 | 11066.706
25 | 6 | 6.15 | 11340 | 11066.706 | 57 | 14 | 14.15 | 11340 | 11066.706 | 89 | 22 | 22.15 | 11340 | 11066.706
26 | 6.15 | 6.3 | 11340 | 11066.706 | 58 | 14.15 | 14.3 | 11340 | 11066.706 | 90 | 22.15 | 22.3 | 11340 | 11066.706
27 | 6.3 | 6.45 | 11340 | 11066.706 | 59 | 14.3 | 14.45 | 11340 | 11066.706 | 91 | 22.3 | 22.45 | 11340 | 11066.706
28 | 6.45 | 7 | 11340 | 11066.706 | 60 | 14.45 | 15 | 11340 | 11066.706 | 92 | 22.45 | 23 | 11340 | 11066.706
29 | 7 | 7.15 | 11340 | 11066.706 | 61 | 15 | 15.15 | 11340 | 11066.706 | 93 | 23 | 23.15 | 11340 | 11066.706
30 | 7.15 | 7.3 | 11340 | 11066.706 | 62 | 15.15 | 15.3 | 11340 | 11066.706 | 94 | 23.15 | 23.3 | 11340 | 11066.706
31 | 7.3 | 7.45 | 11340 | 11066.706 | 63 | 15.3 | 15.45 | 11340 | 11066.706 | 95 | 23.3 | 23.45 | 11340 | 11066.706
32 | 7.45 | 8 | 11340 | 11066.706 | 64 | 15.45 | 16 | 11340 | 11066.706 | 96 | 23.45 | 24 | 11340 | 11066.706
|  |  | 362880 | 354134.592 |  |  |  | 362880 | 354134.592 |  |  |  | 362880 | 354134.592
26.12.2020 | 0.27216 | 0.2656
Any other information to be provided:As per the customer requirement
The Above Schedule provided with the approval of SLDC and Short term Open access agreement for the month of December'20, Approval No TSSLDC/08/TPOA/2020-21 dt 22-10-2020.
/ Scheduled Consumer/ OA Consumer

## Sheet27
APPENDIX - 1 (a)
Format for the Day-ahead Wheeling Schedule for each 15-minute time block of the day : 27.12.2020
To
TSTRANSCO Load Dispatch Centre
VIDYUT SOUDHA
HYDERABAD - 500 082
Fax No:040-23393616 / 66665136
Date 26.12.2020 | [12 empty] | Declared capacity for the day 27.12.2020
Name of the Generator : M/s Penna Cement Industries Ltd- Captive Power Plant | [12 empty] | Time block | Available Capacity
Address of the Generating Station:
M/s Penna Cement Industries Ltd- Captive Power Plant, | [12 empty] | 15 minutes | 11272 KW
Ganesh Pahad,
Damarcherla(Mandal),
Nalgonda(Dist).
Entry point voltage: |  | 132 KV
DISCOM : TSTRANSCO, HYDERABAD |  |  |  | NAME OF THE CONSUMER : Penna Cement Industries Ltd., (CONSUMER NO: VKB 1217(RRS 1217))
Tandur(V &M) , Vikarabad (Dist).
Load schedule as given below
Time Block | Time Hours |  | Allocated Capacity at Entry point (KW) | Net Capacity at Exit point (KW) | Time Block | Time Hours |  | Allocated Capacity at Entry point (KW) | Net Capacity at Exit point (KW) | Time Block | Time Hours |  | Allocated Capacity at Entry point (KW) | Net Capacity at Exit point (KW)
| From | To |  |  |  | From | To |  |  |  | From | To
1 | 0 | 0.15 | 11272 | 11000.3448 | 33 | 8 | 8.15 | 11272 | 11000.3448 | 65 | 16 | 16.15 | 11272 | 11000.3448
2 | 0.15 | 0.3 | 11272 | 11000.3448 | 34 | 8.15 | 8.3 | 11272 | 11000.3448 | 66 | 16.15 | 16.3 | 11272 | 11000.3448
3 | 0.3 | 0.45 | 11272 | 11000.3448 | 35 | 8.3 | 8.45 | 11272 | 11000.3448 | 67 | 16.3 | 16.45 | 11272 | 11000.3448
4 | 0.45 | 1 | 11272 | 11000.3448 | 36 | 8.45 | 9 | 11272 | 11000.3448 | 68 | 16.45 | 17 | 11272 | 11000.3448
5 | 1 | 1.15 | 11272 | 11000.3448 | 37 | 9 | 9.15 | 11272 | 11000.3448 | 69 | 17 | 17.15 | 11272 | 11000.3448
6 | 1.15 | 1.3 | 11272 | 11000.3448 | 38 | 9.15 | 9.3 | 11272 | 11000.3448 | 70 | 17.15 | 17.3 | 11272 | 11000.3448
7 | 1.3 | 1.45 | 11272 | 11000.3448 | 39 | 9.3 | 9.45 | 11272 | 11000.3448 | 71 | 17.3 | 17.45 | 11272 | 11000.3448
8 | 1.45 | 2 | 11272 | 11000.3448 | 40 | 9.45 | 10 | 11272 | 11000.3448 | 72 | 17.45 | 18 | 11272 | 11000.3448
9 | 2 | 2.15 | 11272 | 11000.3448 | 41 | 10 | 10.15 | 11272 | 11000.3448 | 73 | 18 | 18.15 | 11272 | 11000.3448
10 | 2.15 | 2.3 | 11272 | 11000.3448 | 42 | 10.15 | 10.3 | 11272 | 11000.3448 | 74 | 18.15 | 18.3 | 11272 | 11000.3448
11 | 2.3 | 2.45 | 11272 | 11000.3448 | 43 | 10.3 | 10.45 | 11272 | 11000.3448 | 75 | 18.3 | 18.45 | 11272 | 11000.3448
12 | 2.45 | 3 | 11272 | 11000.3448 | 44 | 10.45 | 11 | 11272 | 11000.3448 | 76 | 18.45 | 19 | 11272 | 11000.3448
13 | 3 | 3.15 | 11272 | 11000.3448 | 45 | 11 | 11.15 | 11272 | 11000.3448 | 77 | 19 | 19.15 | 11272 | 11000.3448
14 | 3.15 | 3.3 | 11272 | 11000.3448 | 46 | 11.15 | 11.3 | 11272 | 11000.3448 | 78 | 19.15 | 19.3 | 11272 | 11000.3448
15 | 3.3 | 3.45 | 11272 | 11000.3448 | 47 | 11.3 | 11.45 | 11272 | 11000.3448 | 79 | 19.3 | 19.45 | 11272 | 11000.3448
16 | 3.45 | 4 | 11272 | 11000.3448 | 48 | 11.45 | 12 | 11272 | 11000.3448 | 80 | 19.45 | 20 | 11272 | 11000.3448
17 | 4 | 4.15 | 11272 | 11000.3448 | 49 | 12 | 12.15 | 11272 | 11000.3448 | 81 | 20 | 20.15 | 11272 | 11000.3448
18 | 4.15 | 4.3 | 11272 | 11000.3448 | 50 | 12.15 | 12.3 | 11272 | 11000.3448 | 82 | 20.15 | 20.3 | 11272 | 11000.3448
19 | 4.3 | 4.45 | 11272 | 11000.3448 | 51 | 12.3 | 12.45 | 11272 | 11000.3448 | 83 | 20.3 | 20.45 | 11272 | 11000.3448
20 | 4.45 | 5 | 11272 | 11000.3448 | 52 | 12.45 | 13 | 11272 | 11000.3448 | 84 | 20.45 | 21 | 11272 | 11000.3448
21 | 5 | 5.15 | 11272 | 11000.3448 | 53 | 13 | 13.15 | 11272 | 11000.3448 | 85 | 21 | 21.15 | 11272 | 11000.3448
22 | 5.15 | 5.3 | 11272 | 11000.3448 | 54 | 13.15 | 13.3 | 11272 | 11000.3448 | 86 | 21.15 | 21.3 | 11272 | 11000.3448
23 | 5.3 | 5.45 | 11272 | 11000.3448 | 55 | 13.3 | 13.45 | 11272 | 11000.3448 | 87 | 21.3 | 21.45 | 11272 | 11000.3448
24 | 5.45 | 6 | 11272 | 11000.3448 | 56 | 13.45 | 14 | 11272 | 11000.3448 | 88 | 21.45 | 22 | 11272 | 11000.3448
25 | 6 | 6.15 | 11272 | 11000.3448 | 57 | 14 | 14.15 | 11272 | 11000.3448 | 89 | 22 | 22.15 | 11272 | 11000.3448
26 | 6.15 | 6.3 | 11272 | 11000.3448 | 58 | 14.15 | 14.3 | 11272 | 11000.3448 | 90 | 22.15 | 22.3 | 11272 | 11000.3448
27 | 6.3 | 6.45 | 11272 | 11000.3448 | 59 | 14.3 | 14.45 | 11272 | 11000.3448 | 91 | 22.3 | 22.45 | 11272 | 11000.3448
28 | 6.45 | 7 | 11272 | 11000.3448 | 60 | 14.45 | 15 | 11272 | 11000.3448 | 92 | 22.45 | 23 | 11272 | 11000.3448
29 | 7 | 7.15 | 11272 | 11000.3448 | 61 | 15 | 15.15 | 11272 | 11000.3448 | 93 | 23 | 23.15 | 11272 | 11000.3448
30 | 7.15 | 7.3 | 11272 | 11000.3448 | 62 | 15.15 | 15.3 | 11272 | 11000.3448 | 94 | 23.15 | 23.3 | 11272 | 11000.3448
31 | 7.3 | 7.45 | 11272 | 11000.3448 | 63 | 15.3 | 15.45 | 11272 | 11000.3448 | 95 | 23.3 | 23.45 | 11272 | 11000.3448
32 | 7.45 | 8 | 11272 | 11000.3448 | 64 | 15.45 | 16 | 11272 | 11000.3448 | 96 | 23.45 | 24 | 11272 | 11000.3448
|  |  | 360704 | 352011.0336 |  |  |  | 360704 | 352011.0336 |  |  |  | 360704 | 352011.0336
27.12.2020 | 0.27053 | 0.264
Any other information to be provided:As per the customer requirement
The Above Schedule provided with the approval of SLDC and Short term Open access agreement for the month of December'20, Approval No TSSLDC/08/TPOA/2020-21 dt 22-10-2020.
/ Scheduled Consumer/ OA Consumer

## Sheet28
APPENDIX - 1 (a)
Format for the Day-ahead Wheeling Schedule for each 15-minute time block of the day : 28.12.2020
To
TSTRANSCO Load Dispatch Centre
VIDYUT SOUDHA
HYDERABAD - 500 082
Fax No:040-23393616 / 66665136
Date 27.12.2020 | [12 empty] | Declared capacity for the day 28.12.2020
Name of the Generator : M/s Penna Cement Industries Ltd- Captive Power Plant | [12 empty] | Time block | Available Capacity
Address of the Generating Station:
M/s Penna Cement Industries Ltd- Captive Power Plant, | [12 empty] | 15 minutes | 11272 KW
Ganesh Pahad,
Damarcherla(Mandal),
Nalgonda(Dist).
Entry point voltage: |  | 132 KV
DISCOM : TSTRANSCO, HYDERABAD |  |  |  | NAME OF THE CONSUMER : Penna Cement Industries Ltd., (CONSUMER NO: VKB 1217(RRS 1217))
Tandur(V &M) , Vikarabad (Dist).
Load schedule as given below
Time Block | Time Hours |  | Allocated Capacity at Entry point (KW) | Net Capacity at Exit point (KW) | Time Block | Time Hours |  | Allocated Capacity at Entry point (KW) | Net Capacity at Exit point (KW) | Time Block | Time Hours |  | Allocated Capacity at Entry point (KW) | Net Capacity at Exit point (KW)
| From | To |  |  |  | From | To |  |  |  | From | To
1 | 0 | 0.15 | 11272 | 11000.3448 | 33 | 8 | 8.15 | 11272 | 11000.3448 | 65 | 16 | 16.15 | 11272 | 11000.3448
2 | 0.15 | 0.3 | 11272 | 11000.3448 | 34 | 8.15 | 8.3 | 11272 | 11000.3448 | 66 | 16.15 | 16.3 | 11272 | 11000.3448
3 | 0.3 | 0.45 | 11272 | 11000.3448 | 35 | 8.3 | 8.45 | 11272 | 11000.3448 | 67 | 16.3 | 16.45 | 11272 | 11000.3448
4 | 0.45 | 1 | 11272 | 11000.3448 | 36 | 8.45 | 9 | 11272 | 11000.3448 | 68 | 16.45 | 17 | 11272 | 11000.3448
5 | 1 | 1.15 | 11272 | 11000.3448 | 37 | 9 | 9.15 | 11272 | 11000.3448 | 69 | 17 | 17.15 | 11272 | 11000.3448
6 | 1.15 | 1.3 | 11272 | 11000.3448 | 38 | 9.15 | 9.3 | 11272 | 11000.3448 | 70 | 17.15 | 17.3 | 11272 | 11000.3448
7 | 1.3 | 1.45 | 11272 | 11000.3448 | 39 | 9.3 | 9.45 | 11272 | 11000.3448 | 71 | 17.3 | 17.45 | 11272 | 11000.3448
8 | 1.45 | 2 | 11272 | 11000.3448 | 40 | 9.45 | 10 | 11272 | 11000.3448 | 72 | 17.45 | 18 | 11272 | 11000.3448
9 | 2 | 2.15 | 11272 | 11000.3448 | 41 | 10 | 10.15 | 11272 | 11000.3448 | 73 | 18 | 18.15 | 11272 | 11000.3448
10 | 2.15 | 2.3 | 11272 | 11000.3448 | 42 | 10.15 | 10.3 | 11272 | 11000.3448 | 74 | 18.15 | 18.3 | 11272 | 11000.3448
11 | 2.3 | 2.45 | 11272 | 11000.3448 | 43 | 10.3 | 10.45 | 11272 | 11000.3448 | 75 | 18.3 | 18.45 | 11272 | 11000.3448
12 | 2.45 | 3 | 11272 | 11000.3448 | 44 | 10.45 | 11 | 11272 | 11000.3448 | 76 | 18.45 | 19 | 11272 | 11000.3448
13 | 3 | 3.15 | 11272 | 11000.3448 | 45 | 11 | 11.15 | 11272 | 11000.3448 | 77 | 19 | 19.15 | 11272 | 11000.3448
14 | 3.15 | 3.3 | 11272 | 11000.3448 | 46 | 11.15 | 11.3 | 11272 | 11000.3448 | 78 | 19.15 | 19.3 | 11272 | 11000.3448
15 | 3.3 | 3.45 | 11272 | 11000.3448 | 47 | 11.3 | 11.45 | 11272 | 11000.3448 | 79 | 19.3 | 19.45 | 11272 | 11000.3448
16 | 3.45 | 4 | 11272 | 11000.3448 | 48 | 11.45 | 12 | 11272 | 11000.3448 | 80 | 19.45 | 20 | 11272 | 11000.3448
17 | 4 | 4.15 | 11272 | 11000.3448 | 49 | 12 | 12.15 | 11272 | 11000.3448 | 81 | 20 | 20.15 | 11272 | 11000.3448
18 | 4.15 | 4.3 | 11272 | 11000.3448 | 50 | 12.15 | 12.3 | 11272 | 11000.3448 | 82 | 20.15 | 20.3 | 11272 | 11000.3448
19 | 4.3 | 4.45 | 11272 | 11000.3448 | 51 | 12.3 | 12.45 | 11272 | 11000.3448 | 83 | 20.3 | 20.45 | 11272 | 11000.3448
20 | 4.45 | 5 | 11272 | 11000.3448 | 52 | 12.45 | 13 | 11272 | 11000.3448 | 84 | 20.45 | 21 | 11272 | 11000.3448
21 | 5 | 5.15 | 11272 | 11000.3448 | 53 | 13 | 13.15 | 11272 | 11000.3448 | 85 | 21 | 21.15 | 11272 | 11000.3448
22 | 5.15 | 5.3 | 11272 | 11000.3448 | 54 | 13.15 | 13.3 | 11272 | 11000.3448 | 86 | 21.15 | 21.3 | 11272 | 11000.3448
23 | 5.3 | 5.45 | 11272 | 11000.3448 | 55 | 13.3 | 13.45 | 11272 | 11000.3448 | 87 | 21.3 | 21.45 | 11272 | 11000.3448
24 | 5.45 | 6 | 11272 | 11000.3448 | 56 | 13.45 | 14 | 11272 | 11000.3448 | 88 | 21.45 | 22 | 11272 | 11000.3448
25 | 6 | 6.15 | 11272 | 11000.3448 | 57 | 14 | 14.15 | 11272 | 11000.3448 | 89 | 22 | 22.15 | 11272 | 11000.3448
26 | 6.15 | 6.3 | 11272 | 11000.3448 | 58 | 14.15 | 14.3 | 11272 | 11000.3448 | 90 | 22.15 | 22.3 | 11272 | 11000.3448
27 | 6.3 | 6.45 | 11272 | 11000.3448 | 59 | 14.3 | 14.45 | 11272 | 11000.3448 | 91 | 22.3 | 22.45 | 11272 | 11000.3448
28 | 6.45 | 7 | 11272 | 11000.3448 | 60 | 14.45 | 15 | 11272 | 11000.3448 | 92 | 22.45 | 23 | 11272 | 11000.3448
29 | 7 | 7.15 | 11272 | 11000.3448 | 61 | 15 | 15.15 | 11272 | 11000.3448 | 93 | 23 | 23.15 | 11272 | 11000.3448
30 | 7.15 | 7.3 | 11272 | 11000.3448 | 62 | 15.15 | 15.3 | 11272 | 11000.3448 | 94 | 23.15 | 23.3 | 11272 | 11000.3448
31 | 7.3 | 7.45 | 11272 | 11000.3448 | 63 | 15.3 | 15.45 | 11272 | 11000.3448 | 95 | 23.3 | 23.45 | 11272 | 11000.3448
32 | 7.45 | 8 | 11272 | 11000.3448 | 64 | 15.45 | 16 | 11272 | 11000.3448 | 96 | 23.45 | 24 | 11272 | 11000.3448
|  |  | 360704 | 352011.0336 |  |  |  | 360704 | 352011.0336 |  |  |  | 360704 | 352011.0336
28.12.2020 | 0.27053 | 0.264
Any other information to be provided:As per the customer requirement
The Above Schedule provided with the approval of SLDC and Short term Open access agreement for the month of December'20, Approval No TSSLDC/08/TPOA/2020-21 dt 22-10-2020.
/ Scheduled Consumer/ OA Consumer

## Sheet29
APPENDIX - 1 (a)
Format for the Day-ahead Wheeling Schedule for each 15-minute time block of the day : 29.12.2020
To
TSTRANSCO Load Dispatch Centre
VIDYUT SOUDHA
HYDERABAD - 500 082
Fax No:040-23393616 / 66665136
Date 28.12.2020 | [12 empty] | Declared capacity for the day 29.12.2020
Name of the Generator : M/s Penna Cement Industries Ltd- Captive Power Plant | [12 empty] | Time block | Available Capacity
Address of the Generating Station:
M/s Penna Cement Industries Ltd- Captive Power Plant, | [12 empty] | 15 minutes | 520 - 4100 KW
Ganesh Pahad,
Damarcherla(Mandal),
Nalgonda(Dist).
Entry point voltage: |  | 132 KV
DISCOM : TSTRANSCO, HYDERABAD |  |  |  | NAME OF THE CONSUMER : Penna Cement Industries Ltd., (CONSUMER NO: VKB 1217(RRS 1217))
Tandur(V &M) , Vikarabad (Dist).
Load schedule as given below
Time Block | Time Hours |  | Allocated Capacity at Entry point (KW) | Net Capacity at Exit point (KW) | Time Block | Time Hours |  | Allocated Capacity at Entry point (KW) | Net Capacity at Exit point (KW) | Time Block | Time Hours |  | Allocated Capacity at Entry point (KW) | Net Capacity at Exit point (KW)
| From | To |  |  |  | From | To |  |  |  | From | To
1 | 0 | 0.15 | 520 | 507.468 | 33 | 8 | 8.15 | 4100 | 4001.19 | 65 | 16 | 16.15 | 4100 | 4001.19
2 | 0.15 | 0.3 | 520 | 507.468 | 34 | 8.15 | 8.3 | 4100 | 4001.19 | 66 | 16.15 | 16.3 | 4100 | 4001.19
3 | 0.3 | 0.45 | 520 | 507.468 | 35 | 8.3 | 8.45 | 4100 | 4001.19 | 67 | 16.3 | 16.45 | 4100 | 4001.19
4 | 0.45 | 1 | 520 | 507.468 | 36 | 8.45 | 9 | 4100 | 4001.19 | 68 | 16.45 | 17 | 4100 | 4001.19
5 | 1 | 1.15 | 520 | 507.468 | 37 | 9 | 9.15 | 4100 | 4001.19 | 69 | 17 | 17.15 | 4100 | 4001.19
6 | 1.15 | 1.3 | 520 | 507.468 | 38 | 9.15 | 9.3 | 4100 | 4001.19 | 70 | 17.15 | 17.3 | 4100 | 4001.19
7 | 1.3 | 1.45 | 520 | 507.468 | 39 | 9.3 | 9.45 | 4100 | 4001.19 | 71 | 17.3 | 17.45 | 4100 | 4001.19
8 | 1.45 | 2 | 520 | 507.468 | 40 | 9.45 | 10 | 4100 | 4001.19 | 72 | 17.45 | 18 | 4100 | 4001.19
9 | 2 | 2.15 | 520 | 507.468 | 41 | 10 | 10.15 | 4100 | 4001.19 | 73 | 18 | 18.15 | 4100 | 4001.19
10 | 2.15 | 2.3 | 520 | 507.468 | 42 | 10.15 | 10.3 | 4100 | 4001.19 | 74 | 18.15 | 18.3 | 4100 | 4001.19
11 | 2.3 | 2.45 | 520 | 507.468 | 43 | 10.3 | 10.45 | 4100 | 4001.19 | 75 | 18.3 | 18.45 | 4100 | 4001.19
12 | 2.45 | 3 | 520 | 507.468 | 44 | 10.45 | 11 | 4100 | 4001.19 | 76 | 18.45 | 19 | 4100 | 4001.19
13 | 3 | 3.15 | 520 | 507.468 | 45 | 11 | 11.15 | 4100 | 4001.19 | 77 | 19 | 19.15 | 4100 | 4001.19
14 | 3.15 | 3.3 | 520 | 507.468 | 46 | 11.15 | 11.3 | 4100 | 4001.19 | 78 | 19.15 | 19.3 | 4100 | 4001.19
15 | 3.3 | 3.45 | 520 | 507.468 | 47 | 11.3 | 11.45 | 4100 | 4001.19 | 79 | 19.3 | 19.45 | 4100 | 4001.19
16 | 3.45 | 4 | 520 | 507.468 | 48 | 11.45 | 12 | 4100 | 4001.19 | 80 | 19.45 | 20 | 4100 | 4001.19
17 | 4 | 4.15 | 520 | 507.468 | 49 | 12 | 12.15 | 4100 | 4001.19 | 81 | 20 | 20.15 | 4100 | 4001.19
18 | 4.15 | 4.3 | 520 | 507.468 | 50 | 12.15 | 12.3 | 4100 | 4001.19 | 82 | 20.15 | 20.3 | 4100 | 4001.19
19 | 4.3 | 4.45 | 520 | 507.468 | 51 | 12.3 | 12.45 | 4100 | 4001.19 | 83 | 20.3 | 20.45 | 4100 | 4001.19
20 | 4.45 | 5 | 520 | 507.468 | 52 | 12.45 | 13 | 4100 | 4001.19 | 84 | 20.45 | 21 | 4100 | 4001.19
21 | 5 | 5.15 | 520 | 507.468 | 53 | 13 | 13.15 | 4100 | 4001.19 | 85 | 21 | 21.15 | 4100 | 4001.19
22 | 5.15 | 5.3 | 520 | 507.468 | 54 | 13.15 | 13.3 | 4100 | 4001.19 | 86 | 21.15 | 21.3 | 4100 | 4001.19
23 | 5.3 | 5.45 | 520 | 507.468 | 55 | 13.3 | 13.45 | 4100 | 4001.19 | 87 | 21.3 | 21.45 | 4100 | 4001.19
24 | 5.45 | 6 | 520 | 507.468 | 56 | 13.45 | 14 | 4100 | 4001.19 | 88 | 21.45 | 22 | 4100 | 4001.19
25 | 6 | 6.15 | 4100 | 4001.19 | 57 | 14 | 14.15 | 4100 | 4001.19 | 89 | 22 | 22.15 | 4100 | 4001.19
26 | 6.15 | 6.3 | 4100 | 4001.19 | 58 | 14.15 | 14.3 | 4100 | 4001.19 | 90 | 22.15 | 22.3 | 4100 | 4001.19
27 | 6.3 | 6.45 | 4100 | 4001.19 | 59 | 14.3 | 14.45 | 4100 | 4001.19 | 91 | 22.3 | 22.45 | 4100 | 4001.19
28 | 6.45 | 7 | 4100 | 4001.19 | 60 | 14.45 | 15 | 4100 | 4001.19 | 92 | 22.45 | 23 | 4100 | 4001.19
29 | 7 | 7.15 | 4100 | 4001.19 | 61 | 15 | 15.15 | 4100 | 4001.19 | 93 | 23 | 23.15 | 4100 | 4001.19
30 | 7.15 | 7.3 | 4100 | 4001.19 | 62 | 15.15 | 15.3 | 4100 | 4001.19 | 94 | 23.15 | 23.3 | 4100 | 4001.19
31 | 7.3 | 7.45 | 4100 | 4001.19 | 63 | 15.3 | 15.45 | 4100 | 4001.19 | 95 | 23.3 | 23.45 | 4100 | 4001.19
32 | 7.45 | 8 | 4100 | 4001.19 | 64 | 15.45 | 16 | 4100 | 4001.19 | 96 | 23.45 | 24 | 4100 | 4001.19
|  |  | 45280 | 44188.752 |  |  |  | 131200 | 128038.08 |  |  |  | 131200 | 128038.08
29.12.2020 | 0.07692 | 0.075
Any other information to be provided:As per the customer requirement
The Above Schedule provided with the approval of SLDC and Short term Open access agreement for the month of December'20, Approval No TSSLDC/08/TPOA/2020-21 dt 22-10-2020.
/ Scheduled Consumer/ OA Consumer

## Sheet30
APPENDIX - 1 (a)
Format for the Day-ahead Wheeling Schedule for each 15-minute time block of the day : 30.12.2020
To
TSTRANSCO Load Dispatch Centre
VIDYUT SOUDHA
HYDERABAD - 500 082
Fax No:040-23393616 / 66665136
Date 29.12.2020 | [12 empty] | Declared capacity for the day 30.12.2020
Name of the Generator : M/s Penna Cement Industries Ltd- Captive Power Plant | [12 empty] | Time block | Available Capacity
Address of the Generating Station:
M/s Penna Cement Industries Ltd- Captive Power Plant, | [12 empty] | 15 minutes | 520 - 4100 KW
Ganesh Pahad,
Damarcherla(Mandal),
Nalgonda(Dist).
Entry point voltage: |  | 132 KV
DISCOM : TSTRANSCO, HYDERABAD |  |  |  | NAME OF THE CONSUMER : Penna Cement Industries Ltd., (CONSUMER NO: VKB 1217(RRS 1217))
Tandur(V &M) , Vikarabad (Dist).
Load schedule as given below
Time Block | Time Hours |  | Allocated Capacity at Entry point (KW) | Net Capacity at Exit point (KW) | Time Block | Time Hours |  | Allocated Capacity at Entry point (KW) | Net Capacity at Exit point (KW) | Time Block | Time Hours |  | Allocated Capacity at Entry point (KW) | Net Capacity at Exit point (KW)
| From | To |  |  |  | From | To |  |  |  | From | To
1 | 0 | 0.15 | 520 | 507.468 | 33 | 8 | 8.15 | 4100 | 4001.19 | 65 | 16 | 16.15 | 4100 | 4001.19
2 | 0.15 | 0.3 | 520 | 507.468 | 34 | 8.15 | 8.3 | 4100 | 4001.19 | 66 | 16.15 | 16.3 | 4100 | 4001.19
3 | 0.3 | 0.45 | 520 | 507.468 | 35 | 8.3 | 8.45 | 4100 | 4001.19 | 67 | 16.3 | 16.45 | 4100 | 4001.19
4 | 0.45 | 1 | 520 | 507.468 | 36 | 8.45 | 9 | 4100 | 4001.19 | 68 | 16.45 | 17 | 4100 | 4001.19
5 | 1 | 1.15 | 520 | 507.468 | 37 | 9 | 9.15 | 4100 | 4001.19 | 69 | 17 | 17.15 | 4100 | 4001.19
6 | 1.15 | 1.3 | 520 | 507.468 | 38 | 9.15 | 9.3 | 4100 | 4001.19 | 70 | 17.15 | 17.3 | 4100 | 4001.19
7 | 1.3 | 1.45 | 520 | 507.468 | 39 | 9.3 | 9.45 | 4100 | 4001.19 | 71 | 17.3 | 17.45 | 4100 | 4001.19
8 | 1.45 | 2 | 520 | 507.468 | 40 | 9.45 | 10 | 4100 | 4001.19 | 72 | 17.45 | 18 | 4100 | 4001.19
9 | 2 | 2.15 | 520 | 507.468 | 41 | 10 | 10.15 | 4100 | 4001.19 | 73 | 18 | 18.15 | 4100 | 4001.19
10 | 2.15 | 2.3 | 520 | 507.468 | 42 | 10.15 | 10.3 | 4100 | 4001.19 | 74 | 18.15 | 18.3 | 4100 | 4001.19
11 | 2.3 | 2.45 | 520 | 507.468 | 43 | 10.3 | 10.45 | 4100 | 4001.19 | 75 | 18.3 | 18.45 | 4100 | 4001.19
12 | 2.45 | 3 | 520 | 507.468 | 44 | 10.45 | 11 | 4100 | 4001.19 | 76 | 18.45 | 19 | 4100 | 4001.19
13 | 3 | 3.15 | 520 | 507.468 | 45 | 11 | 11.15 | 4100 | 4001.19 | 77 | 19 | 19.15 | 4100 | 4001.19
14 | 3.15 | 3.3 | 520 | 507.468 | 46 | 11.15 | 11.3 | 4100 | 4001.19 | 78 | 19.15 | 19.3 | 4100 | 4001.19
15 | 3.3 | 3.45 | 520 | 507.468 | 47 | 11.3 | 11.45 | 4100 | 4001.19 | 79 | 19.3 | 19.45 | 4100 | 4001.19
16 | 3.45 | 4 | 520 | 507.468 | 48 | 11.45 | 12 | 4100 | 4001.19 | 80 | 19.45 | 20 | 4100 | 4001.19
17 | 4 | 4.15 | 520 | 507.468 | 49 | 12 | 12.15 | 4100 | 4001.19 | 81 | 20 | 20.15 | 4100 | 4001.19
18 | 4.15 | 4.3 | 520 | 507.468 | 50 | 12.15 | 12.3 | 4100 | 4001.19 | 82 | 20.15 | 20.3 | 4100 | 4001.19
19 | 4.3 | 4.45 | 520 | 507.468 | 51 | 12.3 | 12.45 | 4100 | 4001.19 | 83 | 20.3 | 20.45 | 4100 | 4001.19
20 | 4.45 | 5 | 520 | 507.468 | 52 | 12.45 | 13 | 4100 | 4001.19 | 84 | 20.45 | 21 | 4100 | 4001.19
21 | 5 | 5.15 | 520 | 507.468 | 53 | 13 | 13.15 | 4100 | 4001.19 | 85 | 21 | 21.15 | 4100 | 4001.19
22 | 5.15 | 5.3 | 520 | 507.468 | 54 | 13.15 | 13.3 | 4100 | 4001.19 | 86 | 21.15 | 21.3 | 4100 | 4001.19
23 | 5.3 | 5.45 | 520 | 507.468 | 55 | 13.3 | 13.45 | 4100 | 4001.19 | 87 | 21.3 | 21.45 | 4100 | 4001.19
24 | 5.45 | 6 | 520 | 507.468 | 56 | 13.45 | 14 | 4100 | 4001.19 | 88 | 21.45 | 22 | 4100 | 4001.19
25 | 6 | 6.15 | 4100 | 4001.19 | 57 | 14 | 14.15 | 4100 | 4001.19 | 89 | 22 | 22.15 | 4100 | 4001.19
26 | 6.15 | 6.3 | 4100 | 4001.19 | 58 | 14.15 | 14.3 | 4100 | 4001.19 | 90 | 22.15 | 22.3 | 4100 | 4001.19
27 | 6.3 | 6.45 | 4100 | 4001.19 | 59 | 14.3 | 14.45 | 4100 | 4001.19 | 91 | 22.3 | 22.45 | 4100 | 4001.19
28 | 6.45 | 7 | 4100 | 4001.19 | 60 | 14.45 | 15 | 4100 | 4001.19 | 92 | 22.45 | 23 | 4100 | 4001.19
29 | 7 | 7.15 | 4100 | 4001.19 | 61 | 15 | 15.15 | 4100 | 4001.19 | 93 | 23 | 23.15 | 4100 | 4001.19
30 | 7.15 | 7.3 | 4100 | 4001.19 | 62 | 15.15 | 15.3 | 4100 | 4001.19 | 94 | 23.15 | 23.3 | 4100 | 4001.19
31 | 7.3 | 7.45 | 4100 | 4001.19 | 63 | 15.3 | 15.45 | 4100 | 4001.19 | 95 | 23.3 | 23.45 | 4100 | 4001.19
32 | 7.45 | 8 | 4100 | 4001.19 | 64 | 15.45 | 16 | 4100 | 4001.19 | 96 | 23.45 | 24 | 4100 | 4001.19
|  |  | 45280 | 44188.752 |  |  |  | 131200 | 128038.08 |  |  |  | 131200 | 128038.08
30.12.2020 | 0.07692 | 0.075
Any other information to be provided:As per the customer requirement
The Above Schedule provided with the approval of SLDC and Short term Open access agreement for the month of December'20, Approval No TSSLDC/08/TPOA/2020-21 dt 22-10-2020.
/ Scheduled Consumer/ OA Consumer

## Sheet31
APPENDIX - 1 (a)
Format for the Day-ahead Wheeling Schedule for each 15-minute time block of the day : 31.12.2020
To
TSTRANSCO Load Dispatch Centre
VIDYUT SOUDHA
HYDERABAD - 500 082
Fax No:040-23393616 / 66665136
Date 30.12.2020 | [12 empty] | Declared capacity for the day 31.12.2020
Name of the Generator : M/s Penna Cement Industries Ltd- Captive Power Plant | [12 empty] | Time block | Available Capacity
Address of the Generating Station:
M/s Penna Cement Industries Ltd- Captive Power Plant, | [12 empty] | 15 minutes | 9230 KW
Ganesh Pahad,
Damarcherla(Mandal),
Nalgonda(Dist).
Entry point voltage: |  | 132 KV
DISCOM : TSTRANSCO, HYDERABAD |  |  |  | NAME OF THE CONSUMER : Penna Cement Industries Ltd., (CONSUMER NO: VKB 1217(RRS 1217))
Tandur(V &M) , Vikarabad (Dist).
Load schedule as given below
Time Block | Time Hours |  | Allocated Capacity at Entry point (KW) | Net Capacity at Exit point (KW) | Time Block | Time Hours |  | Allocated Capacity at Entry point (KW) | Net Capacity at Exit point (KW) | Time Block | Time Hours |  | Allocated Capacity at Entry point (KW) | Net Capacity at Exit point (KW)
| From | To |  |  |  | From | To |  |  |  | From | To
1 | 0 | 0.15 | 9230 | 9007.557 | 33 | 8 | 8.15 | 9230 | 9007.557 | 65 | 16 | 16.15 | 9230 | 9007.557
2 | 0.15 | 0.3 | 9230 | 9007.557 | 34 | 8.15 | 8.3 | 9230 | 9007.557 | 66 | 16.15 | 16.3 | 9230 | 9007.557
3 | 0.3 | 0.45 | 9230 | 9007.557 | 35 | 8.3 | 8.45 | 9230 | 9007.557 | 67 | 16.3 | 16.45 | 9230 | 9007.557
4 | 0.45 | 1 | 9230 | 9007.557 | 36 | 8.45 | 9 | 9230 | 9007.557 | 68 | 16.45 | 17 | 9230 | 9007.557
5 | 1 | 1.15 | 9230 | 9007.557 | 37 | 9 | 9.15 | 9230 | 9007.557 | 69 | 17 | 17.15 | 9230 | 9007.557
6 | 1.15 | 1.3 | 9230 | 9007.557 | 38 | 9.15 | 9.3 | 9230 | 9007.557 | 70 | 17.15 | 17.3 | 9230 | 9007.557
7 | 1.3 | 1.45 | 9230 | 9007.557 | 39 | 9.3 | 9.45 | 9230 | 9007.557 | 71 | 17.3 | 17.45 | 9230 | 9007.557
8 | 1.45 | 2 | 9230 | 9007.557 | 40 | 9.45 | 10 | 9230 | 9007.557 | 72 | 17.45 | 18 | 9230 | 9007.557
9 | 2 | 2.15 | 9230 | 9007.557 | 41 | 10 | 10.15 | 9230 | 9007.557 | 73 | 18 | 18.15 | 9230 | 9007.557
10 | 2.15 | 2.3 | 9230 | 9007.557 | 42 | 10.15 | 10.3 | 9230 | 9007.557 | 74 | 18.15 | 18.3 | 9230 | 9007.557
11 | 2.3 | 2.45 | 9230 | 9007.557 | 43 | 10.3 | 10.45 | 9230 | 9007.557 | 75 | 18.3 | 18.45 | 9230 | 9007.557
12 | 2.45 | 3 | 9230 | 9007.557 | 44 | 10.45 | 11 | 9230 | 9007.557 | 76 | 18.45 | 19 | 9230 | 9007.557
13 | 3 | 3.15 | 9230 | 9007.557 | 45 | 11 | 11.15 | 9230 | 9007.557 | 77 | 19 | 19.15 | 9230 | 9007.557
14 | 3.15 | 3.3 | 9230 | 9007.557 | 46 | 11.15 | 11.3 | 9230 | 9007.557 | 78 | 19.15 | 19.3 | 9230 | 9007.557
15 | 3.3 | 3.45 | 9230 | 9007.557 | 47 | 11.3 | 11.45 | 9230 | 9007.557 | 79 | 19.3 | 19.45 | 9230 | 9007.557
16 | 3.45 | 4 | 9230 | 9007.557 | 48 | 11.45 | 12 | 9230 | 9007.557 | 80 | 19.45 | 20 | 9230 | 9007.557
17 | 4 | 4.15 | 9230 | 9007.557 | 49 | 12 | 12.15 | 9230 | 9007.557 | 81 | 20 | 20.15 | 9230 | 9007.557
18 | 4.15 | 4.3 | 9230 | 9007.557 | 50 | 12.15 | 12.3 | 9230 | 9007.557 | 82 | 20.15 | 20.3 | 9230 | 9007.557
19 | 4.3 | 4.45 | 9230 | 9007.557 | 51 | 12.3 | 12.45 | 9230 | 9007.557 | 83 | 20.3 | 20.45 | 9230 | 9007.557
20 | 4.45 | 5 | 9230 | 9007.557 | 52 | 12.45 | 13 | 9230 | 9007.557 | 84 | 20.45 | 21 | 9230 | 9007.557
21 | 5 | 5.15 | 9230 | 9007.557 | 53 | 13 | 13.15 | 9230 | 9007.557 | 85 | 21 | 21.15 | 9230 | 9007.557
22 | 5.15 | 5.3 | 9230 | 9007.557 | 54 | 13.15 | 13.3 | 9230 | 9007.557 | 86 | 21.15 | 21.3 | 9230 | 9007.557
23 | 5.3 | 5.45 | 9230 | 9007.557 | 55 | 13.3 | 13.45 | 9230 | 9007.557 | 87 | 21.3 | 21.45 | 9230 | 9007.557
24 | 5.45 | 6 | 9230 | 9007.557 | 56 | 13.45 | 14 | 9230 | 9007.557 | 88 | 21.45 | 22 | 9230 | 9007.557
25 | 6 | 6.15 | 9230 | 9007.557 | 57 | 14 | 14.15 | 9230 | 9007.557 | 89 | 22 | 22.15 | 9230 | 9007.557
26 | 6.15 | 6.3 | 9230 | 9007.557 | 58 | 14.15 | 14.3 | 9230 | 9007.557 | 90 | 22.15 | 22.3 | 9230 | 9007.557
27 | 6.3 | 6.45 | 9230 | 9007.557 | 59 | 14.3 | 14.45 | 9230 | 9007.557 | 91 | 22.3 | 22.45 | 9230 | 9007.557
28 | 6.45 | 7 | 9230 | 9007.557 | 60 | 14.45 | 15 | 9230 | 9007.557 | 92 | 22.45 | 23 | 9230 | 9007.557
29 | 7 | 7.15 | 9230 | 9007.557 | 61 | 15 | 15.15 | 9230 | 9007.557 | 93 | 23 | 23.15 | 9230 | 9007.557
30 | 7.15 | 7.3 | 9230 | 9007.557 | 62 | 15.15 | 15.3 | 9230 | 9007.557 | 94 | 23.15 | 23.3 | 9230 | 9007.557
31 | 7.3 | 7.45 | 9230 | 9007.557 | 63 | 15.3 | 15.45 | 9230 | 9007.557 | 95 | 23.3 | 23.45 | 9230 | 9007.557
32 | 7.45 | 8 | 9230 | 9007.557 | 64 | 15.45 | 16 | 9230 | 9007.557 | 96 | 23.45 | 24 | 9230 | 9007.557
|  |  | 295360 | 288241.824 |  |  |  | 295360 | 288241.824 |  |  |  | 295360 | 288241.824
31.12.2020 | 0.22152 | 0.2161
Any other information to be provided:As per the customer requirement
The Above Schedule provided with the approval of SLDC and Short term Open access agreement for the month of December'20, Approval No TSSLDC/08/TPOA/2020-21 dt 22-10-2020.
/ Scheduled Consumer/ OA Consumer

## Annexure
Annexure
Schedules of M/s Penna Cement Industries Ltd for the period from 23.11.2021 to 22.12.2021
Date | Energy at Entry point (MU)
#REF! | #REF!
#REF! | #REF!
#REF! | #REF!
#REF! | #REF!
#REF! | #REF!
#REF! | #REF!
#REF! | #REF!
#REF! | #REF!
01.12.2021 | 0.1968
02.12.2021 | 0.1968
03.12.2021 | 0.1968
04.12.2021 | 0.1968
05.12.2021 | 0.1968
06.12.2021 | 0.1968
07.12.2021 | 0.1968
08.12.2021 | 0.1968
09.12.2021 | 0.1968
10.12.2021 | 0.1968
11.12.2021 | 0.1968
12.12.2021 | 0.1968
13.12.2021 | 0.1968
14.12.2021 | 0.1968
15.12.2021 | 0.1968
16.12.2021 | 0.1968
17.12.2021 | 0.1968
18.12.2021 | 0.1968
19.12.2021 | 0.1968
20.12.2021 | 0.1968
21.12.2021 | 0.214
22.12.2021 | 0.222
Total | #REF!